## Rack_Master
Rack_ID | Rack_Label | Rack_No | Room_ID | Floor_ID | Building_ID | Rack_Type | Rack_Size | Asset_Category | Drawing_ID | Rack_Status | Zone_ID | Installed_Date | Commission_Date | Last_Update | Service_Area
BKK1-GF-OTR-RK-01 | OTR-RK-01 |  | OTR | GF | BKK1 | Network | 24 | Passive | DWG001 |  | OTR |  |  |  | BKK1-GF-OUTDOOR
BKK1-GF-OTR-RK-02 | OTR-RK-02 |  | OTR | GF | BKK1 | Network | 24 | Passive | DWG001 |  | OTR |  |  |  | BKK1-GF-OUTDOOR
BKK1-GF-OTR-RK-03 | OTR-RK-03 |  | OTR | GF | BKK1 | Network | 24 | Passive | DWG001 |  | OTR |  |  |  | BKK1-GF-OUTDOOR
BKK1-GF-OTR-RK-04 | OTR-RK-04 |  | OTR | GF | BKK1 | Network | 24 | Passive | DWG001 |  | OTR |  |  |  | BKK1-GF-OUTDOOR
BKK1-GF-OTR-RK-05 | OTR-RK-05 |  | OTR | GF | BKK1 | Network | 24 | Passive | DWG001 |  | OTR |  |  |  | BKK1-GF-OUTDOOR
BKK1-GF-OTR-RK-06 | OTR-RK-06 |  | OTR | GF | BKK1 | Network | 24 | Passive | DWG001 |  | OTR |  |  |  | BKK1-GF-OUTDOOR
BKK1-GF-OTR-RK-07 | OTR-RK-07 |  | OTR | GF | BKK1 | Network | 24 | Passive | DWG001 |  | OTR |  |  |  | BKK1-GF-OUTDOOR
BKK1-GF-OTR-RK-08 | OTR-RK-08 |  | OTR | GF | BKK1 | Network | 24 | Passive | DWG001 |  | OTR |  |  |  | BKK1-GF-OUTDOOR
BKK1-GF-GUARD_HSE-RK-01 | GUARD_HSE-RK-01 |  | GUARD | GF | BKK1 | Wall mount | 12 | Passive | DWG001 |  | GUARD |  |  |  | BKK1-GF-GUARD HOUSE
BKK1-GF-OFC01-RK-01 | RK-01 | 1 | OFC01 | GF | BKK1 | Network | 24 | Passive | DWG001 |  | OFFICE |  |  |  | BKK1-GF-OFFICE
BKK1-GF-NWK_E_RM01-RK-01 | RK-02 | 2 | NWK_E_RM01 | GF | BKK1 | Network | 47 | Passive | DWG001 |  | NER |  |  |  | BKK1-GF-NER_RM 01
BKK1-GF-NWK_E_RM01-RK-02 | RK-03 | 3 | NWK_E_RM01 | GF | BKK1 | Network | 47 | Passive | DWG001 |  | NER |  |  |  | BKK1-GF-NER_RM 01
BKK1-GF-FE_RM01-RK-01 | RK-04 | 4 | FE_RM01 | GF | BKK1 | ODF | 47 | Passive | DWG001 |  | FER |  |  |  | BKK1-GF-FER_RM 01
BKK1-GF-FE_RM01-RK-02 | RK-05 | 5 | FE_RM01 | GF | BKK1 | ODF | 47 | Passive | DWG001 |  | FER |  |  |  | BKK1-GF-FER_RM 01
BKK1-GF-FE_RM01-RK-03 | RK-06 | 6 | FE_RM01 | GF | BKK1 | ODF | 47 | Passive | DWG001 |  | FER |  |  |  | BKK1-GF-FER_RM 01
BKK1-GF-FE_RM01-RK-04 | RK-07 | 7 | FE_RM01 | GF | BKK1 | ODF | 47 | Passive | DWG001 |  | FER |  |  |  | BKK1-GF-FER_RM 01
BKK1-GF-FE_RM01-RK-05 | RK-08 | 8 | FE_RM01 | GF | BKK1 | ODF | 47 | Passive | DWG001 |  | FER |  |  |  | BKK1-GF-FER_RM 01
BKK1-GF-FE_RM01-RK-06 | RK-09 | 9 | FE_RM01 | GF | BKK1 | ODF | 47 | Passive | DWG001 |  | FER |  |  |  | BKK1-GF-FER_RM 01
BKK1-GF-FE_RM01-RK-07 | RK-10 | 10 | FE_RM01 | GF | BKK1 | ODF | 47 | Passive | DWG001 |  | FER |  |  |  | BKK1-GF-FER_RM 01
BKK1-GF-FE_RM01-RK-08 | RK-11 | 11 | FE_RM01 | GF | BKK1 | ODF | 47 | Passive | DWG001 |  | FER |  |  |  | BKK1-GF-FER_RM 01
BKK1-GF-NWK_E_RM02-RK-01 | RK-12 | 12 | NWK_E_RM02 | GF | BKK1 | Network | 47 | Passive | DWG001 |  | NER |  |  |  | BKK1-GF-NER_RM 02
BKK1-GF-NWK_E_RM02-RK-02 | RK-13 | 13 | NWK_E_RM02 | GF | BKK1 | Network | 47 | Passive | DWG001 |  | NER |  |  |  | BKK1-GF-NER_RM 02
BKK1-GF-FE_RM02-RK-01 | RK-14 | 14 | FE_RM02 | GF | BKK1 | ODF | 47 | Passive | DWG001 |  | FER |  |  |  | BKK1-GF-FER_RM 02
BKK1-GF-FE_RM02-RK-02 | RK-15 | 15 | FE_RM02 | GF | BKK1 | ODF | 47 | Passive | DWG001 |  | FER |  |  |  | BKK1-GF-FER_RM 02
BKK1-GF-FE_RM02-RK-03 | RK-16 | 16 | FE_RM02 | GF | BKK1 | ODF | 47 | Passive | DWG001 |  | FER |  |  |  | BKK1-GF-FER_RM 02
BKK1-GF-FE_RM02-RK-04 | RK-17 | 17 | FE_RM02 | GF | BKK1 | ODF | 47 | Passive | DWG001 |  | FER |  |  |  | BKK1-GF-FER_RM 02
BKK1-GF-FE_RM02-RK-05 | RK-18 | 18 | FE_RM02 | GF | BKK1 | ODF | 47 | Passive | DWG001 |  | FER |  |  |  | BKK1-GF-FER_RM 02
BKK1-GF-FE_RM02-RK-06 | RK-19 | 19 | FE_RM02 | GF | BKK1 | ODF | 47 | Passive | DWG001 |  | FER |  |  |  | BKK1-GF-FER_RM 02
BKK1-GF-FE_RM02-RK-07 | RK-20 | 20 | FE_RM02 | GF | BKK1 | ODF | 47 | Passive | DWG001 |  | FER |  |  |  | BKK1-GF-FER_RM 02
BKK1-GF-FE_RM02-RK-08 | RK-21 | 21 | FE_RM02 | GF | BKK1 | ODF | 47 | Passive | DWG001 |  | FER |  |  |  | BKK1-GF-FER_RM 02
BKK1-GF-NWK_I_RM01-RK-01 | RK-22 | 22 | NWK_I_RM01 | GF | BKK1 | Network | 47 | Passive | DWG001 |  | NIR |  |  |  | BKK1-GF-NIR_RM 01
BKK1-GF-NWK_I_RM01-RK-02 | RK-23 | 23 | NWK_I_RM01 | GF | BKK1 | Network | 47 | Passive | DWG001 |  | NIR |  |  |  | BKK1-GF-NIR_RM 01
BKK1-GF-NWK_I_RM01-RK-03 | RK-24 | 24 | NWK_I_RM01 | GF | BKK1 | Network | 47 | Passive | DWG001 |  | NIR |  |  |  | BKK1-GF-NIR_RM 01
BKK1-GF-NWK_I_RM01-RK-04 | RK-25 | 25 | NWK_I_RM01 | GF | BKK1 | Network | 47 | Passive | DWG001 |  | NIR |  |  |  | BKK1-GF-NIR_RM 01
BKK1-GF-FE_RM03-RK-01 | RK-26 | 26 | FE_RM03 | GF | BKK1 | ODF | 47 | Passive | DWG001 |  | FER |  |  |  | BKK1-GF-FER_RM 03
BKK1-GF-FE_RM03-RK-02 | RK-27 | 27 | FE_RM03 | GF | BKK1 | ODF | 47 | Passive | DWG001 |  | FER |  |  |  | BKK1-GF-FER_RM 03
BKK1-GF-FE_RM03-RK-03 | RK-28 | 28 | FE_RM03 | GF | BKK1 | ODF | 47 | Passive | DWG001 |  | FER |  |  |  | BKK1-GF-FER_RM 03
BKK1-GF-FE_RM03-RK-04 | RK-29 | 29 | FE_RM03 | GF | BKK1 | ODF | 47 | Passive | DWG001 |  | FER |  |  |  | BKK1-GF-FER_RM 03
BKK1-GF-FE_RM03-RK-05 | RK-30 | 30 | FE_RM03 | GF | BKK1 | ODF | 47 | Passive | DWG001 |  | FER |  |  |  | BKK1-GF-FER_RM 03
BKK1-GF-FE_RM03-RK-06 | RK-31 | 31 | FE_RM03 | GF | BKK1 | ODF | 47 | Passive | DWG001 |  | FER |  |  |  | BKK1-GF-FER_RM 03
BKK1-GF-FE_RM03-RK-07 | RK-32 | 32 | FE_RM03 | GF | BKK1 | ODF | 47 | Passive | DWG001 |  | FER |  |  |  | BKK1-GF-FER_RM 03
BKK1-GF-FE_RM03-RK-08 | RK-33 | 33 | FE_RM03 | GF | BKK1 | ODF | 47 | Passive | DWG001 |  | FER |  |  |  | BKK1-GF-FER_RM 03
BKK1-GF-NWK_I_RM02-RK-01 | RK-34 | 34 | NWK_I_RM02 | GF | BKK1 | Network | 47 | Passive | DWG001 |  | NIR |  |  |  | BKK1-GF-NIR_RM 02
BKK1-GF-NWK_I_RM02-RK-02 | RK-35 | 35 | NWK_I_RM02 | GF | BKK1 | Network | 47 | Passive | DWG001 |  | NIR |  |  |  | BKK1-GF-NIR_RM 02
BKK1-GF-NWK_I_RM02-RK-03 | RK-36 | 36 | NWK_I_RM02 | GF | BKK1 | Network | 47 | Passive | DWG001 |  | NIR |  |  |  | BKK1-GF-NIR_RM 02
BKK1-GF-NWK_I_RM02-RK-04 | RK-37 | 37 | NWK_I_RM02 | GF | BKK1 | Network | 47 | Passive | DWG001 |  | NIR |  |  |  | BKK1-GF-NIR_RM 02
BKK1-GF-FE_RM04-RK-01 | RK-38 | 38 | FE_RM04 | GF | BKK1 | ODF | 47 | Passive | DWG001 |  | FER |  |  |  | BKK1-GF-FER_RM 04
BKK1-GF-FE_RM04-RK-02 | RK-39 | 39 | FE_RM04 | GF | BKK1 | ODF | 47 | Passive | DWG001 |  | FER |  |  |  | BKK1-GF-FER_RM 04
BKK1-GF-FE_RM04-RK-03 | RK-40 | 40 | FE_RM04 | GF | BKK1 | ODF | 47 | Passive | DWG001 |  | FER |  |  |  | BKK1-GF-FER_RM 04
BKK1-GF-FE_RM04-RK-04 | RK-41 | 41 | FE_RM04 | GF | BKK1 | ODF | 47 | Passive | DWG001 |  | FER |  |  |  | BKK1-GF-FER_RM 04
BKK1-GF-FE_RM04-RK-05 | RK-42 | 42 | FE_RM04 | GF | BKK1 | ODF | 47 | Passive | DWG001 |  | FER |  |  |  | BKK1-GF-FER_RM 04
BKK1-GF-FE_RM04-RK-06 | RK-43 | 43 | FE_RM04 | GF | BKK1 | ODF | 47 | Passive | DWG001 |  | FER |  |  |  | BKK1-GF-FER_RM 04
BKK1-GF-FE_RM04-RK-07 | RK-44 | 44 | FE_RM04 | GF | BKK1 | ODF | 47 | Passive | DWG001 |  | FER |  |  |  | BKK1-GF-FER_RM 04
BKK1-GF-FE_RM04-RK-08 | RK-45 | 45 | FE_RM04 | GF | BKK1 | ODF | 47 | Passive | DWG001 |  | FER |  |  |  | BKK1-GF-FER_RM 04
BKK1-GF-FLEX_SP01-RK-01 |  |  |  |  | BKK1 |  |  | Passive | [6 empty] | BKK1-GF-SUPER CORE ROOM-01
BKK1-GF-FLEX_SP01-RK-02 |  |  |  |  | BKK1 |  |  | Passive | [6 empty] | BKK1-GF-SUPER CORE ROOM-01
BKK1-FF-OFC01-RK-01 | RK-46 | 46 | OFC01 | FF | BKK1 | Wall mount | 12 | Passive | DWG002 |  | OFFICE |  |  |  | BKK1-FF-OFFICE
BKK1-FF-NWK_E_RM01-RK-01 | RK-47 | 47 | NWK_E_RM01 | FF | BKK1 | Network | 47 | Passive | DWG002 |  | NER |  |  |  | BKK1-FF-NER_RM 01
BKK1-FF-NWK_E_RM01-RK-02 | RK-48 | 48 | NWK_E_RM01 | FF | BKK1 | Network | 47 | Passive | DWG002 |  | NER |  |  |  | BKK1-FF-NER_RM 01
BKK1-FF-FE_RM01-RK-01 | RK-49 | 49 | FE_RM01 | FF | BKK1 | ODF | 47 | Passive | DWG002 |  | FER |  |  |  | BKK1-FF-FER_RM01
BKK1-FF-FE_RM01-RK-02 | RK-50 | 50 | FE_RM01 | FF | BKK1 | ODF | 47 | Passive | DWG002 |  | FER |  |  |  | BKK1-FF-FER_RM01
BKK1-FF-FE_RM01-RK-03 | RK-51 | 51 | FE_RM01 | FF | BKK1 | ODF | 47 | Passive | DWG002 |  | FER |  |  |  | BKK1-FF-FER_RM01
BKK1-FF-NWK_E_RM02-RK-01 | RK-52 | 52 | NWK_E_RM02 | FF | BKK1 | Network | 47 | Passive | DWG002 |  | NER |  |  |  | BKK1-FF-NER_RM 02
BKK1-FF-NWK_E_RM02-RK-02 | RK-53 | 53 | NWK_E_RM02 | FF | BKK1 | Network | 47 | Passive | DWG002 |  | NER |  |  |  | BKK1-FF-NER_RM 02
BKK1-FF-FE_RM02-RK-01 | RK-54 | 54 | FE_RM02 | FF | BKK1 | ODF | 47 | Passive | DWG002 |  | FER |  |  |  | BKK1-FF-FER_RM 02
BKK1-FF-FE_RM02-RK-02 | RK-55 | 55 | FE_RM02 | FF | BKK1 | ODF | 47 | Passive | DWG002 |  | FER |  |  |  | BKK1-FF-FER_RM 02
BKK1-FF-FE_RM02-RK-03 | RK-56 | 56 | FE_RM02 | FF | BKK1 | ODF | 47 | Passive | DWG002 |  | FER |  |  |  | BKK1-FF-FER_RM 02
BKK1-FF-FE_RM03-RK-01 | RK-57 | 57 | FE_RM03 | FF | BKK1 | ODF | 47 | Passive | DWG002 |  | FER |  |  |  | BKK1-FF-FER_RM 03
BKK1-FF-FE_RM03-RK-02 | RK-58 | 58 | FE_RM03 | FF | BKK1 | ODF | 47 | Passive | DWG002 |  | FER |  |  |  | BKK1-FF-FER_RM 03
BKK1-FF-FE_RM03-RK-03 | RK-59 | 59 | FE_RM03 | FF | BKK1 | ODF | 47 | Passive | DWG002 |  | FER |  |  |  | BKK1-FF-FER_RM 03
BKK1-FF-FE_RM04-RK-01 | RK-60 | 60 | FE_RM04 | FF | BKK1 | ODF | 47 | Passive | DWG002 |  | FER |  |  |  | BKK1-FF-FER_RM 04
BKK1-FF-FE_RM04-RK-02 | RK-61 | 61 | FE_RM04 | FF | BKK1 | ODF | 47 | Passive | DWG002 |  | FER |  |  |  | BKK1-FF-FER_RM 04
BKK1-FF-FE_RM04-RK-03 | RK-62 | 62 | FE_RM04 | FF | BKK1 | ODF | 47 | Passive | DWG002 |  | FER |  |  |  | BKK1-FF-FER_RM 04
BKK1-FF-FLEX_SP02-RK-01 |  |  |  |  | BKK1 |  |  | Passive | DWG002 | [5 empty] | BKK1-FF-SUPER CORE_RM 02
BKK1-FF-FLEX_SP02-RK-02 |  |  |  |  | BKK1 |  |  | Passive | DWG002 | [5 empty] | BKK1-FF-SUPER CORE_RM 02
BKK1-FF-NWK_E_RM03-RK-01 | RK-63 | 63 | NWK_E_RM03 | FF | BKK1 | Network | 47 | Passive | DWG002 |  | NER |  |  |  | BKK1-FF-NER_RM 03
BKK1-FF-NWK_E_RM03-RK-02 | RK-64 | 64 | NWK_E_RM03 | FF | BKK1 | Network | 47 | Passive | DWG002 |  | NER |  |  |  | BKK1-FF-NER_RM 03
BKK1-FF-NWK_E_RM04-RK-01 | RK-65 | 65 | NWK_E_RM04 | FF | BKK1 | Network | 47 | Passive | DWG002 |  | NER |  |  |  | BKK1-FF-NER_RM 04
BKK1-FF-NWK_E_RM04-RK-02 | RK-66 | 66 | NWK_E_RM04 | FF | BKK1 | Network | 47 | Passive | DWG002 |  | NER |  |  |  | BKK1-FF-NER_RM 04
BKK1-LR-NWK_E_RM01-RK-01 | RK-67 | 67 | NWK_E_RM01 | LF | BKK1 | Network | 47 | Passive | DWG003 |  | NER |  |  |  | BKK1-LR-NER_RM 01
BKK1-LR-NWK_E_RM01-RK-02 | RK-68 | 68 | NWK_E_RM01 | LF | BKK1 | Network | 47 | Passive | DWG003 |  | NER |  |  |  | BKK1-LR-NER_RM 01
BKK1-LR-NWK_E_RM02-RK-01 | RK-69 | 69 | NWK_E_RM02 | LF | BKK1 | Network | 47 | Passive | DWG003 |  | NER |  |  |  | BKK1-LR-NER_RM 02
BKK1-LR-NWK_E_RM02-RK-02 | RK-70 | 70 | NWK_E_RM02 | LF | BKK1 | Network | 47 | Passive | DWG003 |  | NER |  |  |  | BKK1-LR-NER_RM 02
BKK1-LR-NWK_E_RM03-RK-01 | RK-71 | 71 | NWK_E_RM03 | LF | BKK1 | Network | 47 | Passive | DWG003 |  | NER |  |  |  | BKK1-LR-NER_RM 03
BKK1-LR-NWK_E_RM03-RK-02 | RK-72 | 72 | NWK_E_RM03 | LF | BKK1 | Network | 47 | Passive | DWG003 |  | NER |  |  |  | BKK1-LR-NER_RM 03

## Building_Master
Building_ID | Building_Name
B01 | Topooo

## Floor_Master
Floor_ID | Building_ID | Floor_Name
GF | B01 | Ground Floor
FF | B01 | First Floor
LF | B01 | Lower Floor

## Room_Master
Rack_ID | Room_ID | Rack_Label | Floor_ID
BKK1-GF-OTR-RK-01 | OTR | OTR-RK-01 | GF
BKK1-GF-OTR-RK-02 | OTR | OTR-RK-02 | GF
BKK1-GF-OTR-RK-03 | OTR | OTR-RK-03 | GF
BKK1-GF-OTR-RK-04 | OTR | OTR-RK-04 | GF
BKK1-GF-OTR-RK-05 | OTR | OTR-RK-05 | GF
BKK1-GF-OTR-RK-06 | OTR | OTR-RK-06 | GF
BKK1-GF-OTR-RK-07 | OTR | OTR-RK-07 | GF
BKK1-GF-OTR-RK-08 | OTR | OTR-RK-08 | GF
BKK1-GF-GUARD_HSE-RK-01 | GUARD | GUARD_HSE-RK-01 | GF
BKK1-GF-OFC01-RK-01 | OFC01 | RK-01 | GF
BKK1-GF-NWK_E_RM01-RK-01 | NWK_E_RM01 | RK-02 | GF
BKK1-GF-NWK_E_RM01-RK-02 | NWK_E_RM01 | RK-03 | GF
BKK1-GF-FE_RM01-RK-01 | FE_RM01 | RK-04 | GF
BKK1-GF-FE_RM01-RK-02 | FE_RM01 | RK-05 | GF
BKK1-GF-FE_RM01-RK-03 | FE_RM01 | RK-06 | GF
BKK1-GF-FE_RM01-RK-04 | FE_RM01 | RK-07 | GF
BKK1-GF-FE_RM01-RK-05 | FE_RM01 | RK-08 | GF
BKK1-GF-FE_RM01-RK-06 | FE_RM01 | RK-09 | GF
BKK1-GF-FE_RM01-RK-07 | FE_RM01 | RK-10 | GF
BKK1-GF-FE_RM01-RK-08 | FE_RM01 | RK-11 | GF
BKK1-GF-NWK_E_RM02-RK-01 | NWK_E_RM02 | RK-12 | GF
BKK1-GF-NWK_E_RM02-RK-02 | NWK_E_RM02 | RK-13 | GF
BKK1-GF-FE_RM02-RK-01 | FE_RM02 | RK-14 | GF
BKK1-GF-FE_RM02-RK-02 | FE_RM02 | RK-15 | GF
BKK1-GF-FE_RM02-RK-03 | FE_RM02 | RK-16 | GF
BKK1-GF-FE_RM02-RK-04 | FE_RM02 | RK-17 | GF
BKK1-GF-FE_RM02-RK-05 | FE_RM02 | RK-18 | GF
BKK1-GF-FE_RM02-RK-06 | FE_RM02 | RK-19 | GF
BKK1-GF-FE_RM02-RK-07 | FE_RM02 | RK-20 | GF
BKK1-GF-FE_RM02-RK-08 | FE_RM02 | RK-21 | GF
BKK1-GF-NWK_I_RM01-RK-01 | NWK_I_RM01 | RK-22 | GF
BKK1-GF-NWK_I_RM01-RK-02 | NWK_I_RM01 | RK-23 | GF
BKK1-GF-NWK_I_RM01-RK-03 | NWK_I_RM01 | RK-24 | GF
BKK1-GF-NWK_I_RM01-RK-04 | NWK_I_RM01 | RK-25 | GF
BKK1-GF-FE_RM03-RK-01 | FE_RM03 | RK-26 | GF
BKK1-GF-FE_RM03-RK-02 | FE_RM03 | RK-27 | GF
BKK1-GF-FE_RM03-RK-03 | FE_RM03 | RK-28 | GF
BKK1-GF-FE_RM03-RK-04 | FE_RM03 | RK-29 | GF
BKK1-GF-FE_RM03-RK-05 | FE_RM03 | RK-30 | GF
BKK1-GF-FE_RM03-RK-06 | FE_RM03 | RK-31 | GF
BKK1-GF-FE_RM03-RK-07 | FE_RM03 | RK-32 | GF
BKK1-GF-FE_RM03-RK-08 | FE_RM03 | RK-33 | GF
BKK1-GF-NWK_I_RM02-RK-01 | NWK_I_RM02 | RK-34 | GF
BKK1-GF-NWK_I_RM02-RK-02 | NWK_I_RM02 | RK-35 | GF
BKK1-GF-NWK_I_RM02-RK-03 | NWK_I_RM02 | RK-36 | GF
BKK1-GF-NWK_I_RM02-RK-04 | NWK_I_RM02 | RK-37 | GF
BKK1-GF-FE_RM04-RK-01 | FE_RM04 | RK-38 | GF
BKK1-GF-FE_RM04-RK-02 | FE_RM04 | RK-39 | GF
BKK1-GF-FE_RM04-RK-03 | FE_RM04 | RK-40 | GF
BKK1-GF-FE_RM04-RK-04 | FE_RM04 | RK-41 | GF
BKK1-GF-FE_RM04-RK-05 | FE_RM04 | RK-42 | GF
BKK1-GF-FE_RM04-RK-06 | FE_RM04 | RK-43 | GF
BKK1-GF-FE_RM04-RK-07 | FE_RM04 | RK-44 | GF
BKK1-GF-FE_RM04-RK-08 | FE_RM04 | RK-45 | GF
BKK1-GF-FLEX_SP01-RK-01
BKK1-GF-FLEX_SP01-RK-02
BKK1-FF-OFC01-RK-01 | OFC01 | RK-46 | FF
BKK1-FF-NWK_E_RM01-RK-01 | NWK_E_RM01 | RK-47 | FF
BKK1-FF-NWK_E_RM01-RK-02 | NWK_E_RM01 | RK-48 | FF
BKK1-FF-FE_RM01-RK-01 | FE_RM01 | RK-49 | FF
BKK1-FF-FE_RM01-RK-02 | FE_RM01 | RK-50 | FF
BKK1-FF-FE_RM01-RK-03 | FE_RM01 | RK-51 | FF
BKK1-FF-NWK_E_RM02-RK-01 | NWK_E_RM02 | RK-52 | FF
BKK1-FF-NWK_E_RM02-RK-02 | NWK_E_RM02 | RK-53 | FF
BKK1-FF-FE_RM02-RK-01 | FE_RM02 | RK-54 | FF
BKK1-FF-FE_RM02-RK-02 | FE_RM02 | RK-55 | FF
BKK1-FF-FE_RM02-RK-03 | FE_RM02 | RK-56 | FF
BKK1-FF-FE_RM03-RK-01 | FE_RM03 | RK-57 | FF
BKK1-FF-FE_RM03-RK-02 | FE_RM03 | RK-58 | FF
BKK1-FF-FE_RM03-RK-03 | FE_RM03 | RK-59 | FF
BKK1-FF-FE_RM04-RK-01 | FE_RM04 | RK-60 | FF
BKK1-FF-FE_RM04-RK-02 | FE_RM04 | RK-61 | FF
BKK1-FF-FE_RM04-RK-03 | FE_RM04 | RK-62 | FF
BKK1-FF-FLEX_SP02-RK-01
BKK1-FF-FLEX_SP02-RK-02
BKK1-FF-NWK_E_RM03-RK-01 | NWK_E_RM03 | RK-63 | FF
BKK1-FF-NWK_E_RM03-RK-02 | NWK_E_RM03 | RK-64 | FF
BKK1-FF-NWK_E_RM04-RK-01 | NWK_E_RM04 | RK-65 | FF
BKK1-FF-NWK_E_RM04-RK-02 | NWK_E_RM04 | RK-66 | FF
BKK1-LR-NWK_E_RM01-RK-01 | NWK_E_RM01 | RK-67 | LF
BKK1-LR-NWK_E_RM01-RK-02 | NWK_E_RM01 | RK-68 | LF
BKK1-LR-NWK_E_RM02-RK-01 | NWK_E_RM02 | RK-69 | LF
BKK1-LR-NWK_E_RM02-RK-02 | NWK_E_RM02 | RK-70 | LF
BKK1-LR-NWK_E_RM03-RK-01 | NWK_E_RM03 | RK-71 | LF
BKK1-LR-NWK_E_RM03-RK-02 | NWK_E_RM03 | RK-72 | LF

## Equipment_Master
Equipment_ID | Rack_ID | Rack_Height | RU_Start | Start_U | Height_U | Core | Equipment_Type | E_QTY | Required_IT_Port | Patch_Panel_Type | Mount_Type | Side | Patch_Panel_Qty | Used_Port | Available_Port | Manufacturer | Model
EQ001 | BKK1-GF-OTR-RK-01 | 24 |  | 22 | 1 | 24 | HORIZONTAL FRONT CABLE MANAGER, FIBER | 1 |  | 48 | RU | CENTER |  |  |  | SM
EQ002 | BKK1-GF-OTR-RK-01 | 24 |  | 20 | 1 | 24 | FIBER PANEL | 1 |  | 48 | RU | CENTER
EQ003 | BKK1-GF-OTR-RK-01 | 24 |  | 21 | 3 | 24 | FIBER CASSETTE | 1 |  | 48 | RU | CENTER
EQ004 | BKK1-GF-OTR-RK-01 | 24 |  | 16 | 1 | 24 | FIBER PATCH CORD | 1 |  | 48 | RU | CENTER
EQ005 | BKK1-GF-OTR-RK-01 | 24 |  |  |  | 24 | 24U Out door | 1 |  | 48 | RU | CENTER
EQ006 | BKK1-GF-OTR-RK-01 | 24 |  | 3 | 1 | 24 | PDU 1U 32A | 2 |  | 48 | RU | CENTER
EQ007 | BKK1-GF-OTR-RK-01 | 24 |  | 12 | 1 | 24 | HORIZONTAL REAR CABLE MANAGER, COPPER | 1 |  | 48 | RU | CENTER
EQ008 | BKK1-GF-OTR-RK-01 | 24 |  | 10 | 2 | 24 | COPPER PATCH PANEL | 1 |  | 48 | RU | CENTER
EQ009 | BKK1-GF-OTR-RK-01 | 24 |  | 9 | 1 | 24 | COPPER PATCH CORD | 1 |  | 48 | RU | CENTER
EQ010 | BKK1-GF-OTR-RK-02 | 24 |  | 22 | 1 | 24 | HORIZONTAL FRONT CABLE MANAGER, FIBER | 1 |  | 48 | RU | CENTER
EQ011 | BKK1-GF-OTR-RK-02 | 24 |  | 20 | 1 | 24 | FIBER PANEL | 1 |  | 48 | RU | CENTER
EQ012 | BKK1-GF-OTR-RK-02 | 24 |  | 21 | 3 | 24 | FIBER CASSETTE | 1 |  | 48 | RU | CENTER
EQ013 | BKK1-GF-OTR-RK-02 | 24 |  | 16 | 1 | 24 | FIBER PATCH CORD | 1 |  | 48 | RU | CENTER
EQ014 | BKK1-GF-OTR-RK-02 | 24 |  |  |  | 24 | 24U Out door | 1 |  | 48 | RU | CENTER
EQ015 | BKK1-GF-OTR-RK-02 | 24 |  | 3 | 1 | 24 | PDU 1U 32A | 2 |  | 48 | RU | CENTER
EQ016 | BKK1-GF-OTR-RK-02 | 24 |  | 12 | 1 | 24 | HORIZONTAL REAR CABLE MANAGER, COPPER | 1 |  | 48 | RU | CENTER
EQ017 | BKK1-GF-OTR-RK-02 | 24 |  | 10 | 2 | 24 | COPPER PATCH PANEL | 1 |  | 48 | RU | CENTER
EQ018 | BKK1-GF-OTR-RK-02 | 24 |  | 9 | 1 | 24 | COPPER PATCH CORD | 1 |  | 48 | RU | CENTER
EQ019 | BKK1-GF-OTR-RK-03 | 24 |  | 22 | 1 | 24 | HORIZONTAL FRONT CABLE MANAGER, FIBER | 1 |  | 48 | RU | CENTER
EQ020 | BKK1-GF-OTR-RK-03 | 24 |  | 20 | 1 | 24 | FIBER PANEL | 1 |  | 48 | RU | CENTER
EQ021 | BKK1-GF-OTR-RK-03 | 24 |  | 21 | 3 | 24 | FIBER CASSETTE | 1 |  | 48 | RU | CENTER
EQ022 | BKK1-GF-OTR-RK-03 | 24 |  | 16 | 1 | 24 | FIBER PATCH CORD | 1 |  | 48 | RU | CENTER
EQ023 | BKK1-GF-OTR-RK-03 | 24 |  |  |  | 24 | 24U Out door | 1 |  | 48 | RU | CENTER
EQ024 | BKK1-GF-OTR-RK-03 | 24 |  | 3 | 1 | 24 | PDU 1U 32A | 2 |  | 48 | RU | CENTER
EQ025 | BKK1-GF-OTR-RK-03 | 24 |  | 12 | 1 | 24 | HORIZONTAL REAR CABLE MANAGER, COPPER | 1 |  | 48 | RU | CENTER
EQ026 | BKK1-GF-OTR-RK-03 | 24 |  | 10 | 2 | 24 | COPPER PATCH PANEL | 1 |  | 48 | RU | CENTER
EQ027 | BKK1-GF-OTR-RK-03 | 24 |  | 9 | 1 | 24 | COPPER PATCH CORD | 1 |  | 48 | RU | CENTER
EQ028 | BKK1-GF-OTR-RK-04 | 24 |  | 22 | 1 | 24 | HORIZONTAL FRONT CABLE MANAGER, FIBER | 1 |  | 48 | RU | CENTER
EQ029 | BKK1-GF-OTR-RK-04 | 24 |  | 20 | 1 | 24 | FIBER PANEL | 1 |  | 48 | RU | CENTER
EQ030 | BKK1-GF-OTR-RK-04 | 24 |  | 21 | 3 | 24 | FIBER CASSETTE | 1 |  | 48 | RU | CENTER
EQ031 | BKK1-GF-OTR-RK-04 | 24 |  | 16 | 1 | 24 | FIBER PATCH CORD | 1 |  | 48 | RU | CENTER
EQ032 | BKK1-GF-OTR-RK-04 | 24 |  |  |  | 24 | 24U Out door | 1 |  | 48 | RU | CENTER
EQ033 | BKK1-GF-OTR-RK-04 | 24 |  | 3 | 1 | 24 | PDU 1U 32A | 2 |  | 48 | RU | CENTER
EQ034 | BKK1-GF-OTR-RK-04 | 24 |  | 12 | 1 | 24 | HORIZONTAL REAR CABLE MANAGER, COPPER | 1 |  | 48 | RU | CENTER
EQ035 | BKK1-GF-OTR-RK-04 | 24 |  | 10 | 2 | 24 | COPPER PATCH PANEL | 1 |  | 48 | RU | CENTER
EQ036 | BKK1-GF-OTR-RK-04 | 24 |  | 9 | 1 | 24 | COPPER PATCH CORD | 1 |  | 48 | RU | CENTER
EQ037 | BKK1-GF-OTR-RK-05 | 24 |  | 22 | 1 | 24 | HORIZONTAL FRONT CABLE MANAGER, FIBER | 1 |  | 48 | RU | CENTER
EQ038 | BKK1-GF-OTR-RK-05 | 24 |  | 20 | 1 | 24 | FIBER PANEL | 1 |  | 48 | RU | CENTER
EQ039 | BKK1-GF-OTR-RK-05 | 24 |  | 21 | 3 | 24 | FIBER CASSETTE | 1 |  | 48 | RU | CENTER
EQ040 | BKK1-GF-OTR-RK-05 | 24 |  | 16 | 1 | 24 | FIBER PATCH CORD | 1 |  | 48 | RU | CENTER
EQ041 | BKK1-GF-OTR-RK-05 | 24 |  |  |  | 24 | 24U Out door | 1 |  | 48 | RU | CENTER
EQ042 | BKK1-GF-OTR-RK-05 | 24 |  | 3 | 1 | 24 | PDU 1U 32A | 2 |  | 48 | RU | CENTER
EQ043 | BKK1-GF-OTR-RK-05 | 24 |  | 12 | 1 | 24 | HORIZONTAL REAR CABLE MANAGER, COPPER | 1 |  | 48 | RU | CENTER
EQ044 | BKK1-GF-OTR-RK-05 | 24 |  | 10 | 2 | 24 | COPPER PATCH PANEL | 1 |  | 48 | RU | CENTER
EQ045 | BKK1-GF-OTR-RK-05 | 24 |  | 9 | 1 | 24 | COPPER PATCH CORD | 1 |  | 48 | RU | CENTER
EQ046 | BKK1-GF-OTR-RK-06 | 24 |  | 22 | 1 | 24 | HORIZONTAL FRONT CABLE MANAGER, FIBER | 1 |  | 48 | RU | CENTER
EQ047 | BKK1-GF-OTR-RK-06 | 24 |  | 20 | 1 | 24 | FIBER PANEL | 1 |  | 48 | RU | CENTER
EQ048 | BKK1-GF-OTR-RK-06 | 24 |  | 21 | 3 | 24 | FIBER CASSETTE | 1 |  | 48 | RU | CENTER
EQ049 | BKK1-GF-OTR-RK-06 | 24 |  | 16 | 1 | 24 | FIBER PATCH CORD | 1 |  | 48 | RU | CENTER
EQ050 | BKK1-GF-OTR-RK-06 | 24 |  |  |  | 24 | 24U Out door | 1 |  | 48 | RU | CENTER
EQ051 | BKK1-GF-OTR-RK-06 | 24 |  | 3 | 1 | 24 | PDU 1U 32A | 2 |  | 48 | RU | CENTER
EQ052 | BKK1-GF-OTR-RK-06 | 24 |  | 12 | 1 | 24 | HORIZONTAL REAR CABLE MANAGER, COPPER | 1 |  | 48 | RU | CENTER
EQ053 | BKK1-GF-OTR-RK-06 | 24 |  | 10 | 2 | 24 | COPPER PATCH PANEL | 1 |  | 48 | RU | CENTER
EQ054 | BKK1-GF-OTR-RK-06 | 24 |  | 9 | 1 | 24 | COPPER PATCH CORD | 1 |  | 48 | RU | CENTER
EQ055 | BKK1-GF-OTR-RK-07 | 24 |  | 22 | 1 | 24 | HORIZONTAL FRONT CABLE MANAGER, FIBER | 1 |  | 48 | RU | CENTER
EQ056 | BKK1-GF-OTR-RK-07 | 24 |  | 20 | 1 | 24 | FIBER PANEL | 1 |  | 48 | RU | CENTER
EQ057 | BKK1-GF-OTR-RK-07 | 24 |  | 21 | 3 | 24 | FIBER CASSETTE | 1 |  | 48 | RU | CENTER
EQ058 | BKK1-GF-OTR-RK-07 | 24 |  | 16 | 1 | 24 | FIBER PATCH CORD | 1 |  | 48 | RU | CENTER
EQ059 | BKK1-GF-OTR-RK-07 | 24 |  |  |  | 24 | 24U Out door | 1 |  | 48 | RU | CENTER
EQ060 | BKK1-GF-OTR-RK-07 | 24 |  | 3 | 1 | 24 | PDU 1U 32A | 2 |  | 48 | RU | CENTER
EQ061 | BKK1-GF-OTR-RK-07 | 24 |  | 12 | 1 | 24 | HORIZONTAL REAR CABLE MANAGER, COPPER | 1 |  | 48 | RU | CENTER
EQ062 | BKK1-GF-OTR-RK-07 | 24 |  | 10 | 2 | 24 | COPPER PATCH PANEL | 1 |  | 48 | RU | CENTER
EQ063 | BKK1-GF-OTR-RK-07 | 24 |  | 9 | 1 | 24 | COPPER PATCH CORD | 1 |  | 48 | RU | CENTER
EQ064 | BKK1-GF-OTR-RK-08 | 24 |  | 22 | 1 | 24 | HORIZONTAL FRONT CABLE MANAGER, FIBER | 1 |  | 48 | RU | CENTER
EQ065 | BKK1-GF-OTR-RK-08 | 24 |  | 20 | 1 | 24 | FIBER PANEL | 1 |  | 48 | RU | CENTER
EQ066 | BKK1-GF-OTR-RK-08 | 24 |  | 21 | 3 | 24 | FIBER CASSETTE | 1 |  | 48 | RU | CENTER
EQ067 | BKK1-GF-OTR-RK-08 | 24 |  | 16 | 1 | 24 | FIBER PATCH CORD | 1 |  | 48 | RU | CENTER
EQ068 | BKK1-GF-OTR-RK-08 | 24 |  |  |  | 24 | 24U Out door | 1 |  | 48 | RU | CENTER
EQ069 | BKK1-GF-OTR-RK-08 | 24 |  | 3 | 1 | 24 | PDU 1U 32A | 2 |  | 48 | RU | CENTER
EQ070 | BKK1-GF-OTR-RK-08 | 24 |  | 12 | 1 | 24 | HORIZONTAL REAR CABLE MANAGER, COPPER | 1 |  | 48 | RU | CENTER
EQ071 | BKK1-GF-OTR-RK-08 | 24 |  | 10 | 2 | 24 | COPPER PATCH PANEL | 1 |  | 48 | RU | CENTER
EQ072 | BKK1-GF-OTR-RK-08 | 24 |  | 9 | 1 | 24 | COPPER PATCH CORD | 1 |  | 48 | RU | CENTER
EQ073 | BKK1-GF-GUARD_HSE-RK-01 | 12 |  | 10 | 1 | 24 | HORIZONTAL FRONT CABLE MANAGER, FIBER | 1 |  | 48 | RU | CENTER
EQ074 | BKK1-GF-GUARD_HSE-RK-01 | 12 |  | 8 | 1 | 24 | FIBER PANEL | 1 |  | 48 | RU | CENTER
EQ075 | BKK1-GF-GUARD_HSE-RK-01 | 12 |  | 7 | 1 | 24 | FIBER CASSETTE | 1 |  | 48 | RU | CENTER
EQ076 | BKK1-GF-GUARD_HSE-RK-01 | 12 |  | 6 | 1 | 24 | FIBER PATCH CORD | 1 |  | 48 | RU | CENTER
EQ077 | BKK1-GF-GUARD_HSE-RK-01 | 12 |  |  |  | 24 | 12U wall mounted | 1 |  | 48 | RU | CENTER
EQ078 | BKK1-GF-GUARD_HSE-RK-01 | 12 |  | 2 | 1 | 24 | PDU 1U 32A | 2 |  | 48 | RU | CENTER
EQ079 | BKK1-GF-GUARD_HSE-RK-01 | 12 |  | 4 | 1 | 24 | HORIZONTAL REAR CABLE MANAGER, COPPER | 1 |  | 48 | RU | CENTER
EQ080 | BKK1-GF-GUARD_HSE-RK-01 | 12 |  | 3 | 1 | 24 | COPPER PATCH PANEL | 1 |  | 48 | RU | CENTER
EQ081 | BKK1-GF-GUARD_HSE-RK-01 | 12 |  |  |  | 24 | COPPER PATCH CORD | 1 |  | 48 | RU | CENTER
EQ082 | BKK1-GF-OFC01-RK-01 | 24 |  | 22 | 1 | 24 | HORIZONTAL FRONT CABLE MANAGER, FIBER | 1 |  | 48 | RU | CENTER
EQ083 | BKK1-GF-OFC01-RK-01 | 24 |  | 20 | 1 | 24 | FIBER PANEL | 1 |  | 48 | RU | CENTER
EQ084 | BKK1-GF-OFC01-RK-01 | 24 |  | 21 | 3 | 24 | FIBER CASSETTE | 1 |  | 48 | RU | CENTER
EQ085 | BKK1-GF-OFC01-RK-01 | 24 |  | 16 | 1 | 24 | FIBER PATCH CORD | 1 | 257 | 48 | RU | CENTER | 6
EQ086 | BKK1-GF-OFC01-RK-01 | 24 |  |  |  | 24 | 24U Stand | 1 |  | 48 | RU | CENTER
EQ087 | BKK1-GF-OFC01-RK-01 | 24 |  | 3 | 1 | 24 | PDU 1U 32A | 2 |  | 48 | RU | CENTER
EQ088 | BKK1-GF-OFC01-RK-01 | 24 |  | 12 | 1 | 24 | HORIZONTAL REAR CABLE MANAGER, COPPER | 1 |  | 48 | RU | CENTER
EQ089 | BKK1-GF-OFC01-RK-01 | 24 |  | 10 | 2 | 24 | COPPER PATCH PANEL | 1 |  | 48 | RU | CENTER
EQ090 | BKK1-GF-OFC01-RK-01 | 24 |  | 8 | 1 | 24 | COPPER PATCH CORD | 1 |  | 48 | RU | CENTER
EQ091 | BKK1-GF-NWK_E_RM01-RK-01 | 47 |  | 46 | 1 | 48 | HORIZONTAL FRONT CABLE MANAGER, FIBER | 1 |  | 48 | RU | CENTER
EQ092 | BKK1-GF-NWK_E_RM01-RK-01 | 47 |  | 45 | 1 | 48 | FIBER PANEL | 1 |  | 48 | RU | CENTER
EQ093 | BKK1-GF-NWK_E_RM01-RK-01 | 47 |  | 44 | 3 | 48 | FIBER CASSETTE | 1 |  | 48 | RU | CENTER
EQ094 | BKK1-GF-NWK_E_RM01-RK-01 | 47 |  | 41 | 1 | 48 | FIBER PATCH CORD | 1 |  | 48 | RU | CENTER
EQ095 | BKK1-GF-NWK_E_RM01-RK-01 | 47 |  |  |  | 48 | 47U close type cabinet | 1 |  | 48 | RU | CENTER
EQ096 | BKK1-GF-NWK_E_RM01-RK-01 | 47 |  |  |  | 48 | Vertical_rPDU | 2 |  | 48 | SIDE | LEFT
EQ096 | BKK1-GF-NWK_E_RM01-RK-01 | 47 |  |  |  | 48 | Vertical_rPDU | 2 |  | 48 | SIDE | RIGHT
EQ097 | BKK1-GF-NWK_E_RM01-RK-01 | 47 |  | 29 | 1 | 48 | HORIZONTAL REAR CABLE MANAGER, COPPER | 1 |  | 48 | RU | CENTER
EQ098 | BKK1-GF-NWK_E_RM01-RK-01 | 47 |  | 27 | 2 | 48 | COPPER PATCH PANEL | 1 | 44 | 48 | RU | CENTER | 1
EQ099 | BKK1-GF-NWK_E_RM01-RK-01 | 47 |  | 25 | 1 | 48 | COPPER PATCH CORD | 1 |  | 48 | RU | CENTER
EQ100 | BKK1-GF-NWK_E_RM01-RK-02 | 47 |  | 46 | 1 | 48 | HORIZONTAL FRONT CABLE MANAGER, FIBER | 1 |  | 48 | RU | CENTER
EQ101 | BKK1-GF-NWK_E_RM01-RK-02 | 47 |  | 45 | 1 | 48 | FIBER PANEL | 1 |  | 48 | RU | CENTER
EQ102 | BKK1-GF-NWK_E_RM01-RK-02 | 47 |  | 44 | 3 | 48 | FIBER CASSETTE | 1 |  | 48 | RU | CENTER
EQ103 | BKK1-GF-NWK_E_RM01-RK-02 | 47 |  | 41 | 1 | 48 | FIBER PATCH CORD | 1 |  | 48 | RU | CENTER
EQ104 | BKK1-GF-NWK_E_RM01-RK-02 | 47 |  |  |  | 48 | 47U close type cabinet | 1 |  | 48 | RU | CENTER
EQ105 | BKK1-GF-NWK_E_RM01-RK-02 | 47 |  |  |  | 48 | Vertical_rPDU | 2 |  | 48 | SIDE | LEFT
EQ105 | BKK1-GF-NWK_E_RM01-RK-02 | 47 |  |  |  | 48 | Vertical_rPDU | 2 |  | 48 | SIDE | RIGHT
EQ106 | BKK1-GF-NWK_E_RM01-RK-02 | 47 |  | 29 | 1 | 48 | HORIZONTAL REAR CABLE MANAGER, COPPER | 1 |  | 48 | RU | CENTER
EQ107 | BKK1-GF-NWK_E_RM01-RK-02 | 47 |  | 27 | 2 | 48 | COPPER PATCH PANEL | 1 | 24 | 48 | RU | CENTER | 1
EQ108 | BKK1-GF-NWK_E_RM01-RK-02 | 47 |  | 25 | 1 | 48 | COPPER PATCH CORD | 1 |  | 48 | RU | CENTER
EQ109 | BKK1-GF-FE_RM01-RK-01 | 47 |  | 46 | 1 | 288 | HORIZONTAL FRONT CABLE MANAGER, FIBER |  |  | 48 | RU | CENTER
EQ110 | BKK1-GF-FE_RM01-RK-01 | 47 |  | 45 | 1 | 288 | FIBER PANEL |  |  | 48 | RU
EQ111 | BKK1-GF-FE_RM01-RK-01 | 47 |  | 44 | 3 | 288 | FIBER CASSETTE |  |  | 48 | RU
EQ112 | BKK1-GF-FE_RM01-RK-01 | 47 |  | 41 | 1 | 288 | FIBER PATCH CORD |  |  | 48 | RU
EQ113 | BKK1-GF-FE_RM01-RK-01 | 47 |  |  |  | 288 | 47U ODF |  |  | 48 | RU
EQ114 | BKK1-GF-FE_RM01-RK-02 | 47 |  | 46 | 1 | 288 | HORIZONTAL FRONT CABLE MANAGER, FIBER |  |  | 48 | RU
EQ115 | BKK1-GF-FE_RM01-RK-02 | 47 |  | 45 | 1 | 288 | FIBER PANEL |  |  |  | RU
EQ116 | BKK1-GF-FE_RM01-RK-02 | 47 |  | 44 | 3 | 288 | FIBER CASSETTE |  |  |  | RU
EQ117 | BKK1-GF-FE_RM01-RK-02 | 47 |  | 41 | 1 | 288 | FIBER PATCH CORD |  |  |  | RU
EQ118 | BKK1-GF-FE_RM01-RK-02 | 47 |  |  |  | 288 | 47U ODF |  |  |  | RU
EQ119 | BKK1-GF-FE_RM01-RK-03 | 47 |  | 46 | 1 | 288 | HORIZONTAL FRONT CABLE MANAGER, FIBER |  |  |  | RU
EQ120 | BKK1-GF-FE_RM01-RK-03 | 47 |  | 45 | 1 | 288 | FIBER PANEL |  |  |  | RU
EQ121 | BKK1-GF-FE_RM01-RK-03 | 47 |  | 44 | 3 | 288 | FIBER CASSETTE |  |  |  | RU
EQ122 | BKK1-GF-FE_RM01-RK-03 | 47 |  | 41 | 1 | 288 | FIBER PATCH CORD |  |  |  | RU
EQ123 | BKK1-GF-FE_RM01-RK-03 | 47 |  |  |  | 288 | 47U ODF |  |  |  | RU
EQ124 | BKK1-GF-FE_RM01-RK-04 | 47 |  | 46 | 1 | 288 | HORIZONTAL FRONT CABLE MANAGER, FIBER |  |  |  | RU
EQ125 | BKK1-GF-FE_RM01-RK-04 | 47 |  | 45 | 1 | 288 | FIBER PANEL |  |  |  | RU
EQ126 | BKK1-GF-FE_RM01-RK-04 | 47 |  | 44 | 3 | 288 | FIBER CASSETTE |  |  |  | RU
EQ127 | BKK1-GF-FE_RM01-RK-04 | 47 |  | 41 | 1 | 288 | FIBER PATCH CORD |  |  |  | RU
EQ128 | BKK1-GF-FE_RM01-RK-04 | 47 |  |  |  | 288 | 47U ODF |  |  |  | RU
EQ129 | BKK1-GF-FE_RM01-RK-05 | 47 |  | 46 | 1 | 288 | HORIZONTAL FRONT CABLE MANAGER, FIBER |  |  |  | RU
EQ130 | BKK1-GF-FE_RM01-RK-05 | 47 |  | 45 | 1 | 288 | FIBER PANEL |  |  |  | RU
EQ131 | BKK1-GF-FE_RM01-RK-05 | 47 |  | 44 | 3 | 288 | FIBER CASSETTE |  |  |  | RU
EQ132 | BKK1-GF-FE_RM01-RK-05 | 47 |  | 41 | 1 | 288 | FIBER PATCH CORD |  |  |  | RU
EQ133 | BKK1-GF-FE_RM01-RK-05 | 47 |  |  |  | 288 | 47U ODF |  |  |  | RU
EQ134 | BKK1-GF-FE_RM01-RK-06 | 47 |  | 46 | 1 | 288 | HORIZONTAL FRONT CABLE MANAGER, FIBER |  |  |  | RU
EQ135 | BKK1-GF-FE_RM01-RK-06 | 47 |  | 45 | 1 | 288 | FIBER PANEL |  |  |  | RU
EQ136 | BKK1-GF-FE_RM01-RK-06 | 47 |  | 44 | 3 | 288 | FIBER CASSETTE |  |  |  | RU
EQ137 | BKK1-GF-FE_RM01-RK-06 | 47 |  | 41 | 1 | 288 | FIBER PATCH CORD |  |  |  | RU
EQ138 | BKK1-GF-FE_RM01-RK-06 | 47 |  |  |  | 288 | 47U ODF |  |  |  | RU
EQ139 | BKK1-GF-FE_RM01-RK-07 | 47 |  | 46 | 1 | 288 | HORIZONTAL FRONT CABLE MANAGER, FIBER |  |  |  | RU
EQ140 | BKK1-GF-FE_RM01-RK-07 | 47 |  | 45 | 1 | 288 | FIBER PANEL |  |  |  | RU
EQ141 | BKK1-GF-FE_RM01-RK-07 | 47 |  | 44 | 3 | 288 | FIBER CASSETTE |  |  |  | RU
EQ142 | BKK1-GF-FE_RM01-RK-07 | 47 |  | 41 | 1 | 288 | FIBER PATCH CORD |  |  |  | RU
EQ143 | BKK1-GF-FE_RM01-RK-07 | 47 |  |  |  | 288 | 47U ODF |  |  |  | RU
EQ144 | BKK1-GF-FE_RM01-RK-08 | 47 |  | 46 | 1 | 288 | HORIZONTAL FRONT CABLE MANAGER, FIBER |  |  |  | RU
EQ145 | BKK1-GF-FE_RM01-RK-08 | 47 |  | 45 | 1 | 288 | FIBER PANEL |  |  |  | RU
EQ146 | BKK1-GF-FE_RM01-RK-08 | 47 |  | 44 | 3 | 288 | FIBER CASSETTE |  |  |  | RU
EQ147 | BKK1-GF-FE_RM01-RK-08 | 47 |  | 41 | 1 | 288 | FIBER PATCH CORD |  |  |  | RU
EQ148 | BKK1-GF-FE_RM01-RK-08 | 47 |  |  |  | 288 | 47U ODF |  |  |  | RU
EQ149 | BKK1-GF-NWK_E_RM02-RK-01 | 47 |  | 46 | 1 | 48 | HORIZONTAL FRONT CABLE MANAGER, FIBER |  |  |  | RU | CENTER
EQ150 | BKK1-GF-NWK_E_RM02-RK-01 | 47 |  | 45 | 1 | 48 | FIBER PANEL |  |  |  | RU | CENTER
EQ151 | BKK1-GF-NWK_E_RM02-RK-01 | 47 |  | 44 | 3 | 48 | FIBER CASSETTE |  |  |  | RU | CENTER
EQ152 | BKK1-GF-NWK_E_RM02-RK-01 | 47 |  | 41 | 1 | 48 | FIBER PATCH CORD |  |  |  | RU | CENTER
EQ153 | BKK1-GF-NWK_E_RM02-RK-01 | 47 |  |  |  | 48 | 47U close type cabinet |  |  |  | RU | CENTER
EQ154 | BKK1-GF-NWK_E_RM02-RK-01 | 47 |  |  |  | 48 | Vertical_rPDU |  |  |  | SIDE | LEFT
EQ154 | BKK1-GF-NWK_E_RM02-RK-01 | 47 |  |  |  | 48 | Vertical_rPDU |  |  |  | SIDE | RIGHT
EQ155 | BKK1-GF-NWK_E_RM02-RK-01 | 47 |  | 29 | 1 | 48 | HORIZONTAL REAR CABLE MANAGER, COPPER |  |  |  | RU | CENTER
EQ156 | BKK1-GF-NWK_E_RM02-RK-01 | 47 |  | 27 | 2 | 48 | COPPER PATCH PANEL |  |  |  | RU | CENTER
EQ157 | BKK1-GF-NWK_E_RM02-RK-01 | 47 |  | 25 | 1 | 48 | COPPER PATCH CORD |  |  |  | RU | CENTER
EQ158 | BKK1-GF-NWK_E_RM02-RK-02 | 47 |  | 46 | 1 | 48 | HORIZONTAL FRONT CABLE MANAGER, FIBER |  |  |  | RU | CENTER
EQ159 | BKK1-GF-NWK_E_RM02-RK-02 | 47 |  | 45 | 1 | 48 | FIBER PANEL |  |  |  | RU | CENTER
EQ160 | BKK1-GF-NWK_E_RM02-RK-02 | 47 |  | 44 | 3 | 48 | FIBER CASSETTE |  |  |  | RU | CENTER
EQ161 | BKK1-GF-NWK_E_RM02-RK-02 | 47 |  | 41 | 1 | 48 | FIBER PATCH CORD |  |  |  | RU | CENTER
EQ162 | BKK1-GF-NWK_E_RM02-RK-02 | 47 |  |  |  | 48 | 47U close type cabinet |  |  |  | RU | CENTER
EQ163 | BKK1-GF-NWK_E_RM02-RK-02 | 47 |  |  |  | 48 | Vertical_rPDU |  |  |  | SIDE | LEFT
EQ163 | BKK1-GF-NWK_E_RM02-RK-02 | 47 |  |  |  | 48 | Vertical_rPDU |  |  |  | SIDE | RIGHT
EQ164 | BKK1-GF-NWK_E_RM02-RK-02 | 47 |  | 29 | 1 | 48 | HORIZONTAL REAR CABLE MANAGER, COPPER |  |  |  | RU | CENTER
EQ165 | BKK1-GF-NWK_E_RM02-RK-02 | 47 |  | 27 | 2 | 48 | COPPER PATCH PANEL |  |  |  | RU | CENTER
EQ166 | BKK1-GF-NWK_E_RM02-RK-02 | 47 |  | 25 | 1 | 48 | COPPER PATCH CORD |  |  |  | RU | CENTER
EQ167 | BKK1-GF-FE_RM02-RK-01 | 47 |  | 46 | 1 | 288 | HORIZONTAL FRONT CABLE MANAGER, FIBER |  |  |  | RU
EQ168 | BKK1-GF-FE_RM02-RK-01 | 47 |  | 45 | 1 | 288 | FIBER PANEL |  |  |  | RU
EQ169 | BKK1-GF-FE_RM02-RK-01 | 47 |  | 44 | 3 | 288 | FIBER CASSETTE |  |  |  | RU
EQ170 | BKK1-GF-FE_RM02-RK-01 | 47 |  | 41 | 1 | 288 | FIBER PATCH CORD |  |  |  | RU
EQ171 | BKK1-GF-FE_RM02-RK-01 | 47 |  |  |  | 288 | 47U ODF |  |  |  | RU
EQ172 | BKK1-GF-FE_RM02-RK-02 | 47 |  | 46 | 1 | 288 | HORIZONTAL FRONT CABLE MANAGER, FIBER |  |  |  | RU
EQ173 | BKK1-GF-FE_RM02-RK-02 | 47 |  | 45 | 1 | 288 | FIBER PANEL |  |  |  | RU
EQ174 | BKK1-GF-FE_RM02-RK-02 | 47 |  | 44 | 3 | 288 | FIBER CASSETTE |  |  |  | RU
EQ175 | BKK1-GF-FE_RM02-RK-02 | 47 |  | 41 | 1 | 288 | FIBER PATCH CORD |  |  |  | RU
EQ176 | BKK1-GF-FE_RM02-RK-02 | 47 |  |  |  | 288 | 47U ODF |  |  |  | RU
EQ177 | BKK1-GF-FE_RM02-RK-03 | 47 |  | 46 | 1 | 288 | HORIZONTAL FRONT CABLE MANAGER, FIBER |  |  |  | RU
EQ178 | BKK1-GF-FE_RM02-RK-03 | 47 |  | 45 | 1 | 288 | FIBER PANEL |  |  |  | RU
EQ179 | BKK1-GF-FE_RM02-RK-03 | 47 |  | 44 | 3 | 288 | FIBER CASSETTE |  |  |  | RU
EQ180 | BKK1-GF-FE_RM02-RK-03 | 47 |  | 41 | 1 | 288 | FIBER PATCH CORD |  |  |  | RU
EQ181 | BKK1-GF-FE_RM02-RK-03 | 47 |  |  |  | 288 | 47U ODF |  |  |  | RU
EQ182 | BKK1-GF-FE_RM02-RK-04 | 47 |  | 46 | 1 | 288 | HORIZONTAL FRONT CABLE MANAGER, FIBER |  |  |  | RU
EQ183 | BKK1-GF-FE_RM02-RK-04 | 47 |  | 45 | 1 | 288 | FIBER PANEL |  |  |  | RU
EQ184 | BKK1-GF-FE_RM02-RK-04 | 47 |  | 44 | 3 | 288 | FIBER CASSETTE |  |  |  | RU
EQ185 | BKK1-GF-FE_RM02-RK-04 | 47 |  | 41 | 1 | 288 | FIBER PATCH CORD |  |  |  | RU
EQ186 | BKK1-GF-FE_RM02-RK-04 | 47 |  |  |  | 288 | 47U ODF |  |  |  | RU
EQ187 | BKK1-GF-FE_RM02-RK-05 | 47 |  | 46 | 1 | 288 | HORIZONTAL FRONT CABLE MANAGER, FIBER |  |  |  | RU
EQ188 | BKK1-GF-FE_RM02-RK-05 | 47 |  | 45 | 1 | 288 | FIBER PANEL |  |  |  | RU
EQ189 | BKK1-GF-FE_RM02-RK-05 | 47 |  | 44 | 3 | 288 | FIBER CASSETTE |  |  |  | RU
EQ190 | BKK1-GF-FE_RM02-RK-05 | 47 |  | 41 | 1 | 288 | FIBER PATCH CORD |  |  |  | RU
EQ191 | BKK1-GF-FE_RM02-RK-05 | 47 |  |  |  | 288 | 47U ODF |  |  |  | RU
EQ192 | BKK1-GF-FE_RM02-RK-06 | 47 |  | 46 | 1 | 288 | HORIZONTAL FRONT CABLE MANAGER, FIBER |  |  |  | RU
EQ193 | BKK1-GF-FE_RM02-RK-06 | 47 |  | 45 | 1 | 288 | FIBER PANEL |  |  |  | RU
EQ194 | BKK1-GF-FE_RM02-RK-06 | 47 |  | 44 | 3 | 288 | FIBER CASSETTE |  |  |  | RU
EQ195 | BKK1-GF-FE_RM02-RK-06 | 47 |  | 41 | 1 | 288 | FIBER PATCH CORD |  |  |  | RU
EQ196 | BKK1-GF-FE_RM02-RK-06 | 47 |  |  |  | 288 | 47U ODF |  |  |  | RU
EQ197 | BKK1-GF-FE_RM02-RK-07 | 47 |  | 46 | 1 | 288 | HORIZONTAL FRONT CABLE MANAGER, FIBER |  |  |  | RU
EQ198 | BKK1-GF-FE_RM02-RK-07 | 47 |  | 45 | 1 | 288 | FIBER PANEL |  |  |  | RU
EQ199 | BKK1-GF-FE_RM02-RK-07 | 47 |  | 44 | 3 | 288 | FIBER CASSETTE |  |  |  | RU
EQ200 | BKK1-GF-FE_RM02-RK-07 | 47 |  | 41 | 1 | 288 | FIBER PATCH CORD |  |  |  | RU
EQ201 | BKK1-GF-FE_RM02-RK-07 | 47 |  |  |  | 288 | 47U ODF |  |  |  | RU
EQ202 | BKK1-GF-FE_RM02-RK-08 | 47 |  | 46 | 1 | 288 | HORIZONTAL FRONT CABLE MANAGER, FIBER |  |  |  | RU
EQ203 | BKK1-GF-FE_RM02-RK-08 | 47 |  | 45 | 1 | 288 | FIBER PANEL |  |  |  | RU
EQ204 | BKK1-GF-FE_RM02-RK-08 | 47 |  | 44 | 3 | 288 | FIBER CASSETTE |  |  |  | RU
EQ205 | BKK1-GF-FE_RM02-RK-08 | 47 |  | 41 | 1 | 288 | FIBER PATCH CORD |  |  |  | RU
EQ206 | BKK1-GF-FE_RM02-RK-08 | 47 |  |  |  | 288 | 47U ODF |  |  |  | RU
EQ207 | BKK1-GF-NWK_I_RM01-RK-01 | 47 |  | 46 | 1 | 48 | HORIZONTAL FRONT CABLE MANAGER, FIBER |  |  |  | RU | CENTER
EQ208 | BKK1-GF-NWK_I_RM01-RK-01 | 47 |  | 45 | 1 | 48 | FIBER PANEL |  |  |  | RU | CENTER
EQ209 | BKK1-GF-NWK_I_RM01-RK-01 | 47 |  | 44 | 3 | 48 | FIBER CASSETTE |  |  |  | RU | CENTER
EQ210 | BKK1-GF-NWK_I_RM01-RK-01 | 47 |  | 41 | 1 | 48 | FIBER PATCH CORD |  |  |  | RU | CENTER
EQ211 | BKK1-GF-NWK_I_RM01-RK-01 | 47 |  |  |  | 48 | 47U close type cabinet |  |  |  | RU | CENTER
EQ212 | BKK1-GF-NWK_I_RM01-RK-01 | 47 |  |  |  | 48 | Vertical_rPDU |  |  |  | SIDE | LEFT
EQ212 | BKK1-GF-NWK_I_RM01-RK-01 | 47 |  |  |  | 48 | Vertical_rPDU |  |  |  | SIDE | RIGHT
EQ213 | BKK1-GF-NWK_I_RM01-RK-01 | 47 |  | 29 | 1 | 48 | HORIZONTAL REAR CABLE MANAGER, COPPER |  |  |  | RU | CENTER
EQ214 | BKK1-GF-NWK_I_RM01-RK-01 | 47 |  | 27 | 2 | 48 | COPPER PATCH PANEL |  |  |  | RU | CENTER
EQ215 | BKK1-GF-NWK_I_RM01-RK-01 | 47 |  | 25 | 1 | 48 | COPPER PATCH CORD |  |  |  | RU | CENTER
EQ216 | BKK1-GF-NWK_I_RM01-RK-02 | 47 |  | 46 | 1 | 48 | HORIZONTAL FRONT CABLE MANAGER, FIBER |  |  |  | RU | CENTER
EQ217 | BKK1-GF-NWK_I_RM01-RK-02 | 47 |  | 45 | 1 | 48 | FIBER PANEL |  |  |  | RU | CENTER
EQ218 | BKK1-GF-NWK_I_RM01-RK-02 | 47 |  | 44 | 3 | 48 | FIBER CASSETTE |  |  |  | RU | CENTER
EQ219 | BKK1-GF-NWK_I_RM01-RK-02 | 47 |  | 41 | 1 | 48 | FIBER PATCH CORD |  |  |  | RU | CENTER
EQ220 | BKK1-GF-NWK_I_RM01-RK-02 | 47 |  |  |  | 48 | 47U close type cabinet |  |  |  | RU | CENTER
EQ221 | BKK1-GF-NWK_I_RM01-RK-02 | 47 |  |  |  | 48 | Vertical_rPDU |  |  |  | SIDE | LEFT
EQ221 | BKK1-GF-NWK_I_RM01-RK-02 | 47 |  |  |  | 48 | Vertical_rPDU |  |  |  | SIDE | RIGHT
EQ222 | BKK1-GF-NWK_I_RM01-RK-02 | 47 |  | 29 | 1 | 48 | HORIZONTAL REAR CABLE MANAGER, COPPER |  |  |  | RU | CENTER
EQ223 | BKK1-GF-NWK_I_RM01-RK-02 | 47 |  | 27 | 2 | 48 | COPPER PATCH PANEL |  |  |  | RU | CENTER
EQ224 | BKK1-GF-NWK_I_RM01-RK-02 | 47 |  | 25 | 1 | 48 | COPPER PATCH CORD |  |  |  | RU | CENTER
EQ225 | BKK1-GF-NWK_I_RM01-RK-03 | 47 |  | 46 | 1 | 48 | HORIZONTAL FRONT CABLE MANAGER, FIBER |  |  |  | RU | CENTER
EQ226 | BKK1-GF-NWK_I_RM01-RK-03 | 47 |  | 45 | 1 | 48 | FIBER PANEL |  |  |  | RU | CENTER
EQ227 | BKK1-GF-NWK_I_RM01-RK-03 | 47 |  | 44 | 3 | 48 | FIBER CASSETTE |  |  |  | RU | CENTER
EQ228 | BKK1-GF-NWK_I_RM01-RK-03 | 47 |  | 41 | 1 | 48 | FIBER PATCH CORD |  |  |  | RU | CENTER
EQ229 | BKK1-GF-NWK_I_RM01-RK-03 | 47 |  |  |  | 48 | 47U close type cabinet |  |  |  | RU | CENTER
EQ230 | BKK1-GF-NWK_I_RM01-RK-03 | 47 |  |  |  | 48 | Vertical_rPDU |  |  |  | SIDE | LEFT
EQ230 | BKK1-GF-NWK_I_RM01-RK-03 | 47 |  |  |  | 48 | Vertical_rPDU |  |  |  | SIDE | RIGHT
EQ231 | BKK1-GF-NWK_I_RM01-RK-03 | 47 |  | 29 | 1 | 48 | HORIZONTAL REAR CABLE MANAGER, COPPER |  |  |  | RU | CENTER
EQ232 | BKK1-GF-NWK_I_RM01-RK-03 | 47 |  | 27 | 2 | 48 | COPPER PATCH PANEL |  |  |  | RU | CENTER
EQ233 | BKK1-GF-NWK_I_RM01-RK-03 | 47 |  | 25 | 1 | 48 | COPPER PATCH CORD |  |  |  | RU | CENTER
EQ234 | BKK1-GF-NWK_I_RM01-RK-04 | 47 |  | 46 | 1 | 48 | HORIZONTAL FRONT CABLE MANAGER, FIBER |  |  |  | RU | CENTER
EQ235 | BKK1-GF-NWK_I_RM01-RK-04 | 47 |  | 45 | 1 | 48 | FIBER PANEL |  |  |  | RU | CENTER
EQ236 | BKK1-GF-NWK_I_RM01-RK-04 | 47 |  | 44 | 3 | 48 | FIBER CASSETTE |  |  |  | RU | CENTER
EQ237 | BKK1-GF-NWK_I_RM01-RK-04 | 47 |  | 41 | 1 | 48 | FIBER PATCH CORD |  |  |  | RU | CENTER
EQ238 | BKK1-GF-NWK_I_RM01-RK-04 | 47 |  |  |  | 48 | 47U close type cabinet |  |  |  | RU | CENTER
EQ239 | BKK1-GF-NWK_I_RM01-RK-04 | 47 |  |  |  | 48 | Vertical_rPDU |  |  |  | SIDE | LEFT
EQ239 | BKK1-GF-NWK_I_RM01-RK-04 | 47 |  |  |  | 48 | Vertical_rPDU |  |  |  | SIDE | RIGHT
EQ240 | BKK1-GF-NWK_I_RM01-RK-04 | 47 |  | 29 | 1 | 48 | HORIZONTAL REAR CABLE MANAGER, COPPER |  |  |  | RU | CENTER
EQ241 | BKK1-GF-NWK_I_RM01-RK-04 | 47 |  | 27 | 2 | 48 | COPPER PATCH PANEL |  |  |  | RU | CENTER
EQ242 | BKK1-GF-NWK_I_RM01-RK-04 | 47 |  | 25 | 1 | 48 | COPPER PATCH CORD |  |  |  | RU | CENTER
EQ243 | BKK1-GF-FE_RM03-RK-01 | 47 |  | 46 | 1 | 288 | HORIZONTAL FRONT CABLE MANAGER, FIBER |  |  |  | RU
EQ244 | BKK1-GF-FE_RM03-RK-01 | 47 |  | 45 | 1 | 288 | FIBER PANEL |  |  |  | RU
EQ245 | BKK1-GF-FE_RM03-RK-01 | 47 |  | 44 | 3 | 288 | FIBER CASSETTE |  |  |  | RU
EQ246 | BKK1-GF-FE_RM03-RK-01 | 47 |  | 41 | 1 | 288 | FIBER PATCH CORD |  |  |  | RU
EQ247 | BKK1-GF-FE_RM03-RK-01 | 47 |  |  |  | 288 | 47U ODF |  |  |  | RU
EQ248 | BKK1-GF-FE_RM03-RK-02 | 47 |  | 46 | 1 | 288 | HORIZONTAL FRONT CABLE MANAGER, FIBER |  |  |  | RU
EQ249 | BKK1-GF-FE_RM03-RK-02 | 47 |  | 45 | 1 | 288 | FIBER PANEL |  |  |  | RU
EQ250 | BKK1-GF-FE_RM03-RK-02 | 47 |  | 44 | 3 | 288 | FIBER CASSETTE |  |  |  | RU
EQ251 | BKK1-GF-FE_RM03-RK-02 | 47 |  | 41 | 1 | 288 | FIBER PATCH CORD |  |  |  | RU
EQ252 | BKK1-GF-FE_RM03-RK-02 | 47 |  |  |  | 288 | 47U ODF |  |  |  | RU
EQ253 | BKK1-GF-FE_RM03-RK-03 | 47 |  | 46 | 1 | 288 | HORIZONTAL FRONT CABLE MANAGER, FIBER |  |  |  | RU
EQ254 | BKK1-GF-FE_RM03-RK-03 | 47 |  | 45 | 1 | 288 | FIBER PANEL |  |  |  | RU
EQ255 | BKK1-GF-FE_RM03-RK-03 | 47 |  | 44 | 3 | 288 | FIBER CASSETTE |  |  |  | RU
EQ256 | BKK1-GF-FE_RM03-RK-03 | 47 |  | 41 | 1 | 288 | FIBER PATCH CORD |  |  |  | RU
EQ257 | BKK1-GF-FE_RM03-RK-03 | 47 |  |  |  | 288 | 47U ODF |  |  |  | RU
EQ258 | BKK1-GF-FE_RM03-RK-04 | 47 |  | 46 | 1 | 288 | HORIZONTAL FRONT CABLE MANAGER, FIBER |  |  |  | RU
EQ259 | BKK1-GF-FE_RM03-RK-04 | 47 |  | 45 | 1 | 288 | FIBER PANEL |  |  |  | RU
EQ260 | BKK1-GF-FE_RM03-RK-04 | 47 |  | 44 | 3 | 288 | FIBER CASSETTE |  |  |  | RU
EQ261 | BKK1-GF-FE_RM03-RK-04 | 47 |  | 41 | 1 | 288 | FIBER PATCH CORD |  |  |  | RU
EQ262 | BKK1-GF-FE_RM03-RK-04 | 47 |  |  |  | 288 | 47U ODF |  |  |  | RU
EQ263 | BKK1-GF-FE_RM03-RK-05 | 47 |  | 46 | 1 | 288 | HORIZONTAL FRONT CABLE MANAGER, FIBER |  |  |  | RU
EQ264 | BKK1-GF-FE_RM03-RK-05 | 47 |  | 45 | 1 | 288 | FIBER PANEL |  |  |  | RU
EQ265 | BKK1-GF-FE_RM03-RK-05 | 47 |  | 44 | 3 | 288 | FIBER CASSETTE |  |  |  | RU
EQ266 | BKK1-GF-FE_RM03-RK-05 | 47 |  | 41 | 1 | 288 | FIBER PATCH CORD |  |  |  | RU
EQ267 | BKK1-GF-FE_RM03-RK-05 | 47 |  |  |  | 288 | 47U ODF |  |  |  | RU
EQ268 | BKK1-GF-FE_RM03-RK-06 | 47 |  | 46 | 1 | 288 | HORIZONTAL FRONT CABLE MANAGER, FIBER |  |  |  | RU
EQ269 | BKK1-GF-FE_RM03-RK-06 | 47 |  | 45 | 1 | 288 | FIBER PANEL |  |  |  | RU
EQ270 | BKK1-GF-FE_RM03-RK-06 | 47 |  | 44 | 3 | 288 | FIBER CASSETTE |  |  |  | RU
EQ271 | BKK1-GF-FE_RM03-RK-06 | 47 |  | 41 | 1 | 288 | FIBER PATCH CORD |  |  |  | RU
EQ272 | BKK1-GF-FE_RM03-RK-06 | 47 |  |  |  | 288 | 47U ODF |  |  |  | RU
EQ273 | BKK1-GF-FE_RM03-RK-07 | 47 |  | 46 | 1 | 288 | HORIZONTAL FRONT CABLE MANAGER, FIBER |  |  |  | RU
EQ274 | BKK1-GF-FE_RM03-RK-07 | 47 |  | 45 | 1 | 288 | FIBER PANEL |  |  |  | RU
EQ275 | BKK1-GF-FE_RM03-RK-07 | 47 |  | 44 | 3 | 288 | FIBER CASSETTE |  |  |  | RU
EQ276 | BKK1-GF-FE_RM03-RK-07 | 47 |  | 41 | 1 | 288 | FIBER PATCH CORD |  |  |  | RU
EQ277 | BKK1-GF-FE_RM03-RK-07 | 47 |  |  |  | 288 | 47U ODF |  |  |  | RU
EQ278 | BKK1-GF-FE_RM03-RK-08 | 47 |  | 46 | 1 | 288 | HORIZONTAL FRONT CABLE MANAGER, FIBER |  |  |  | RU
EQ279 | BKK1-GF-FE_RM03-RK-08 | 47 |  | 45 | 1 | 288 | FIBER PANEL |  |  |  | RU
EQ280 | BKK1-GF-FE_RM03-RK-08 | 47 |  | 44 | 3 | 288 | FIBER CASSETTE |  |  |  | RU
EQ281 | BKK1-GF-FE_RM03-RK-08 | 47 |  | 41 | 1 | 288 | FIBER PATCH CORD |  |  |  | RU
EQ282 | BKK1-GF-FE_RM03-RK-08 | 47 |  |  |  | 288 | 47U ODF |  |  |  | RU
EQ283 | BKK1-GF-NWK_I_RM02-RK-01 | 47 |  | 46 | 1 | 48 | HORIZONTAL FRONT CABLE MANAGER, FIBER |  |  |  | RU | CENTER
EQ284 | BKK1-GF-NWK_I_RM02-RK-01 | 47 |  | 45 | 1 | 48 | FIBER PANEL |  |  |  | RU | CENTER
EQ285 | BKK1-GF-NWK_I_RM02-RK-01 | 47 |  | 44 | 3 | 48 | FIBER CASSETTE |  |  |  | RU | CENTER
EQ286 | BKK1-GF-NWK_I_RM02-RK-01 | 47 |  | 41 | 1 | 48 | FIBER PATCH CORD |  |  |  | RU | CENTER
EQ287 | BKK1-GF-NWK_I_RM02-RK-01 | 47 |  |  |  | 48 | 47U close type cabinet |  |  |  | RU | CENTER
EQ288 | BKK1-GF-NWK_I_RM02-RK-01 | 47 |  |  |  | 48 | Vertical_rPDU |  |  |  | SIDE | LEFT
EQ288 | BKK1-GF-NWK_I_RM02-RK-01 | 47 |  |  |  | 48 | Vertical_rPDU |  |  |  | SIDE | RIGHT
EQ289 | BKK1-GF-NWK_I_RM02-RK-01 | 47 |  | 29 | 1 | 48 | HORIZONTAL REAR CABLE MANAGER, COPPER |  |  |  | RU | CENTER
EQ290 | BKK1-GF-NWK_I_RM02-RK-01 | 47 |  | 27 | 2 | 48 | COPPER PATCH PANEL |  |  |  | RU | CENTER
EQ291 | BKK1-GF-NWK_I_RM02-RK-01 | 47 |  | 25 | 1 | 48 | COPPER PATCH CORD |  |  |  | RU | CENTER
EQ292 | BKK1-GF-NWK_I_RM02-RK-02 | 47 |  | 46 | 1 | 48 | HORIZONTAL FRONT CABLE MANAGER, FIBER |  |  |  | RU | CENTER
EQ293 | BKK1-GF-NWK_I_RM02-RK-02 | 47 |  | 45 | 1 | 48 | FIBER PANEL |  |  |  | RU | CENTER
EQ294 | BKK1-GF-NWK_I_RM02-RK-02 | 47 |  | 44 | 3 | 48 | FIBER CASSETTE |  |  |  | RU | CENTER
EQ295 | BKK1-GF-NWK_I_RM02-RK-02 | 47 |  | 41 | 1 | 48 | FIBER PATCH CORD |  |  |  | RU | CENTER
EQ296 | BKK1-GF-NWK_I_RM02-RK-02 | 47 |  |  |  | 48 | 47U close type cabinet |  |  |  | RU | CENTER
EQ297 | BKK1-GF-NWK_I_RM02-RK-02 | 47 |  |  |  | 48 | Vertical_rPDU |  |  |  | SIDE | LEFT
EQ297 | BKK1-GF-NWK_I_RM02-RK-02 | 47 |  |  |  | 48 | Vertical_rPDU |  |  |  | SIDE | RIGHT
EQ298 | BKK1-GF-NWK_I_RM02-RK-02 | 47 |  | 29 | 1 | 48 | HORIZONTAL REAR CABLE MANAGER, COPPER |  |  |  | RU | CENTER
EQ299 | BKK1-GF-NWK_I_RM02-RK-02 | 47 |  | 27 | 2 | 48 | COPPER PATCH PANEL |  |  |  | RU | CENTER
EQ300 | BKK1-GF-NWK_I_RM02-RK-02 | 47 |  | 25 | 1 | 48 | COPPER PATCH CORD |  |  |  | RU | CENTER
EQ301 | BKK1-GF-NWK_I_RM02-RK-03 | 47 |  | 46 | 1 | 48 | HORIZONTAL FRONT CABLE MANAGER, FIBER |  |  |  | RU | CENTER
EQ302 | BKK1-GF-NWK_I_RM02-RK-03 | 47 |  | 45 | 1 | 48 | FIBER PANEL |  |  |  | RU | CENTER
EQ303 | BKK1-GF-NWK_I_RM02-RK-03 | 47 |  | 44 | 3 | 48 | FIBER CASSETTE |  |  |  | RU | CENTER
EQ304 | BKK1-GF-NWK_I_RM02-RK-03 | 47 |  | 41 | 1 | 48 | FIBER PATCH CORD |  |  |  | RU | CENTER
EQ305 | BKK1-GF-NWK_I_RM02-RK-03 | 47 |  |  |  | 48 | 47U close type cabinet |  |  |  | RU | CENTER
EQ306 | BKK1-GF-NWK_I_RM02-RK-03 | 47 |  |  |  | 48 | Vertical_rPDU |  |  |  | SIDE | LEFT
EQ306 | BKK1-GF-NWK_I_RM02-RK-03 | 47 |  |  |  | 48 | Vertical_rPDU |  |  |  | SIDE | RIGHT
EQ307 | BKK1-GF-NWK_I_RM02-RK-03 | 47 |  | 29 | 1 | 48 | HORIZONTAL REAR CABLE MANAGER, COPPER |  |  |  | RU | CENTER
EQ308 | BKK1-GF-NWK_I_RM02-RK-03 | 47 |  | 27 | 2 | 48 | COPPER PATCH PANEL |  |  |  | RU | CENTER
EQ309 | BKK1-GF-NWK_I_RM02-RK-03 | 47 |  | 25 | 1 | 48 | COPPER PATCH CORD |  |  |  | RU | CENTER
EQ310 | BKK1-GF-NWK_I_RM02-RK-04 | 47 |  | 46 | 1 | 48 | HORIZONTAL FRONT CABLE MANAGER, FIBER |  |  |  | RU | CENTER
EQ311 | BKK1-GF-NWK_I_RM02-RK-04 | 47 |  | 45 | 1 | 48 | FIBER PANEL |  |  |  | RU | CENTER
EQ312 | BKK1-GF-NWK_I_RM02-RK-04 | 47 |  | 44 | 3 | 48 | FIBER CASSETTE |  |  |  | RU | CENTER
EQ313 | BKK1-GF-NWK_I_RM02-RK-04 | 47 |  | 41 | 1 | 48 | FIBER PATCH CORD |  |  |  | RU | CENTER
EQ314 | BKK1-GF-NWK_I_RM02-RK-04 | 47 |  |  |  | 48 | 47U close type cabinet |  |  |  | RU | CENTER
EQ315 | BKK1-GF-NWK_I_RM02-RK-04 | 47 |  |  |  | 48 | Vertical_rPDU |  |  |  | SIDE | LEFT
EQ315 | BKK1-GF-NWK_I_RM02-RK-04 | 47 |  |  |  | 48 | Vertical_rPDU |  |  |  | SIDE | RIGHT
EQ316 | BKK1-GF-NWK_I_RM02-RK-04 | 47 |  | 29 | 1 | 48 | HORIZONTAL REAR CABLE MANAGER, COPPER |  |  |  | RU | CENTER
EQ317 | BKK1-GF-NWK_I_RM02-RK-04 | 47 |  | 27 | 2 | 48 | COPPER PATCH PANEL |  |  |  | RU | CENTER
EQ318 | BKK1-GF-NWK_I_RM02-RK-04 | 47 |  | 25 | 1 | 48 | COPPER PATCH CORD |  |  |  | RU | CENTER
EQ319 | BKK1-GF-FE_RM04-RK-01 | 47 |  | 46 | 1 | 288 | HORIZONTAL FRONT CABLE MANAGER, FIBER |  |  |  | RU
EQ320 | BKK1-GF-FE_RM04-RK-01 | 47 |  | 45 | 1 | 288 | FIBER PANEL |  |  |  | RU
EQ321 | BKK1-GF-FE_RM04-RK-01 | 47 |  | 44 | 3 | 288 | FIBER CASSETTE |  |  |  | RU
EQ322 | BKK1-GF-FE_RM04-RK-01 | 47 |  | 41 | 1 | 288 | FIBER PATCH CORD |  |  |  | RU
EQ323 | BKK1-GF-FE_RM04-RK-01 | 47 |  |  |  | 288 | 47U ODF |  |  |  | RU
EQ324 | BKK1-GF-FE_RM04-RK-02 | 47 |  | 46 | 1 | 288 | HORIZONTAL FRONT CABLE MANAGER, FIBER |  |  |  | RU
EQ325 | BKK1-GF-FE_RM04-RK-02 | 47 |  | 45 | 1 | 288 | FIBER PANEL |  |  |  | RU
EQ326 | BKK1-GF-FE_RM04-RK-02 | 47 |  | 44 | 3 | 288 | FIBER CASSETTE |  |  |  | RU
EQ327 | BKK1-GF-FE_RM04-RK-02 | 47 |  | 41 | 1 | 288 | FIBER PATCH CORD |  |  |  | RU
EQ328 | BKK1-GF-FE_RM04-RK-02 | 47 |  |  |  | 288 | 47U ODF |  |  |  | RU
EQ329 | BKK1-GF-FE_RM04-RK-03 | 47 |  | 46 | 1 | 288 | HORIZONTAL FRONT CABLE MANAGER, FIBER |  |  |  | RU
EQ330 | BKK1-GF-FE_RM04-RK-03 | 47 |  | 45 | 1 | 288 | FIBER PANEL |  |  |  | RU
EQ331 | BKK1-GF-FE_RM04-RK-03 | 47 |  | 44 | 3 | 288 | FIBER CASSETTE |  |  |  | RU
EQ332 | BKK1-GF-FE_RM04-RK-03 | 47 |  | 41 | 1 | 288 | FIBER PATCH CORD |  |  |  | RU
EQ333 | BKK1-GF-FE_RM04-RK-03 | 47 |  |  |  | 288 | 47U ODF |  |  |  | RU
EQ334 | BKK1-GF-FE_RM04-RK-04 | 47 |  | 46 | 1 | 288 | HORIZONTAL FRONT CABLE MANAGER, FIBER |  |  |  | RU
EQ335 | BKK1-GF-FE_RM04-RK-04 | 47 |  | 45 | 1 | 288 | FIBER PANEL |  |  |  | RU
EQ336 | BKK1-GF-FE_RM04-RK-04 | 47 |  | 44 | 3 | 288 | FIBER CASSETTE |  |  |  | RU
EQ337 | BKK1-GF-FE_RM04-RK-04 | 47 |  | 41 | 1 | 288 | FIBER PATCH CORD |  |  |  | RU
EQ338 | BKK1-GF-FE_RM04-RK-04 | 47 |  |  |  | 288 | 47U ODF |  |  |  | RU
EQ339 | BKK1-GF-FE_RM04-RK-05 | 47 |  | 46 | 1 | 288 | HORIZONTAL FRONT CABLE MANAGER, FIBER |  |  |  | RU
EQ340 | BKK1-GF-FE_RM04-RK-05 | 47 |  | 45 | 1 | 288 | FIBER PANEL |  |  |  | RU
EQ341 | BKK1-GF-FE_RM04-RK-05 | 47 |  | 44 | 3 | 288 | FIBER CASSETTE |  |  |  | RU
EQ342 | BKK1-GF-FE_RM04-RK-05 | 47 |  | 41 | 1 | 288 | FIBER PATCH CORD |  |  |  | RU
EQ343 | BKK1-GF-FE_RM04-RK-05 | 47 |  |  |  | 288 | 47U ODF |  |  |  | RU
EQ344 | BKK1-GF-FE_RM04-RK-06 | 47 |  | 46 | 1 | 288 | HORIZONTAL FRONT CABLE MANAGER, FIBER |  |  |  | RU
EQ345 | BKK1-GF-FE_RM04-RK-06 | 47 |  | 45 | 1 | 288 | FIBER PANEL |  |  |  | RU
EQ346 | BKK1-GF-FE_RM04-RK-06 | 47 |  | 44 | 3 | 288 | FIBER CASSETTE |  |  |  | RU
EQ347 | BKK1-GF-FE_RM04-RK-06 | 47 |  | 41 | 1 | 288 | FIBER PATCH CORD |  |  |  | RU
EQ348 | BKK1-GF-FE_RM04-RK-06 | 47 |  |  |  | 288 | 47U ODF |  |  |  | RU
EQ349 | BKK1-GF-FE_RM04-RK-07 | 47 |  | 46 | 1 | 288 | HORIZONTAL FRONT CABLE MANAGER, FIBER |  |  |  | RU
EQ350 | BKK1-GF-FE_RM04-RK-07 | 47 |  | 45 | 1 | 288 | FIBER PANEL |  |  |  | RU
EQ351 | BKK1-GF-FE_RM04-RK-07 | 47 |  | 44 | 3 | 288 | FIBER CASSETTE |  |  |  | RU
EQ352 | BKK1-GF-FE_RM04-RK-07 | 47 |  | 41 | 1 | 288 | FIBER PATCH CORD |  |  |  | RU
EQ353 | BKK1-GF-FE_RM04-RK-07 | 47 |  |  |  | 288 | 47U ODF |  |  |  | RU
EQ354 | BKK1-GF-FE_RM04-RK-08 | 47 |  | 46 | 1 | 288 | HORIZONTAL FRONT CABLE MANAGER, FIBER |  |  |  | RU
EQ355 | BKK1-GF-FE_RM04-RK-08 | 47 |  | 45 | 1 | 288 | FIBER PANEL |  |  |  | RU
EQ356 | BKK1-GF-FE_RM04-RK-08 | 47 |  | 44 | 3 | 288 | FIBER CASSETTE |  |  |  | RU
EQ357 | BKK1-GF-FE_RM04-RK-08 | 47 |  | 41 | 1 | 288 | FIBER PATCH CORD |  |  |  | RU
EQ358 | BKK1-GF-FE_RM04-RK-08 | 47 |  |  |  | 288 | 47U ODF |  |  |  | RU
EQ359 | BKK1-FF-OFC01-RK-01 | 12 |  | 10 | 1 | 48 | HORIZONTAL FRONT CABLE MANAGER, FIBER |  |  |  | RU | CENTER
EQ360 | BKK1-FF-OFC01-RK-01 | 12 |  | 8 | 1 | 48 | FIBER PANEL |  |  |  | RU | CENTER
EQ361 | BKK1-FF-OFC01-RK-01 | 12 |  | 7 | 1 | 48 | FIBER CASSETTE |  |  |  | RU | CENTER
EQ362 | BKK1-FF-OFC01-RK-01 | 12 |  | 6 | 1 | 48 | FIBER PATCH CORD |  |  |  | RU | CENTER
EQ363 | BKK1-FF-OFC01-RK-01 | 12 |  |  |  | 48 | 12U wall mounted |  |  |  | RU | CENTER
EQ364 | BKK1-FF-OFC01-RK-01 | 12 |  | 2 | 1 | 48 | PDU 1U 32A |  |  |  | RU | CENTER
EQ365 | BKK1-FF-OFC01-RK-01 | 12 |  | 4 | 1 | 48 | HORIZONTAL REAR CABLE MANAGER, COPPER |  |  |  | RU | CENTER
EQ366 | BKK1-FF-OFC01-RK-01 | 12 |  | 3 | 1 | 48 | COPPER PATCH PANEL |  |  |  | RU | CENTER
EQ367 | BKK1-FF-OFC01-RK-01 | 12 |  |  |  | 48 | COPPER PATCH CORD |  |  |  | RU | CENTER
EQ368 | BKK1-FF-NWK_E_RM01-RK-01 | 47 |  | 46 | 1 | 48 | HORIZONTAL FRONT CABLE MANAGER, FIBER |  |  |  | RU | CENTER
EQ369 | BKK1-FF-NWK_E_RM01-RK-01 | 47 |  | 45 | 1 | 48 | FIBER PANEL |  |  |  | RU | CENTER
EQ370 | BKK1-FF-NWK_E_RM01-RK-01 | 47 |  | 44 | 3 | 48 | FIBER CASSETTE |  |  |  | RU | CENTER
EQ371 | BKK1-FF-NWK_E_RM01-RK-01 | 47 |  | 41 | 1 | 48 | FIBER PATCH CORD |  |  |  | RU | CENTER
EQ372 | BKK1-FF-NWK_E_RM01-RK-01 | 47 |  |  |  | 48 | 47U close type cabinet |  |  |  | RU | CENTER
EQ373 | BKK1-FF-NWK_E_RM01-RK-01 | 47 |  |  |  | 48 | Vertical_rPDU |  |  |  | SIDE | LEFT
EQ373 | BKK1-FF-NWK_E_RM01-RK-01 | 47 |  |  |  | 48 | Vertical_rPDU |  |  |  | SIDE | RIGHT
EQ374 | BKK1-FF-NWK_E_RM01-RK-01 | 47 |  | 29 | 1 | 48 | HORIZONTAL REAR CABLE MANAGER, COPPER |  |  |  | RU | CENTER
EQ375 | BKK1-FF-NWK_E_RM01-RK-01 | 47 |  | 27 | 2 | 48 | COPPER PATCH PANEL |  |  |  | RU | CENTER
EQ376 | BKK1-FF-NWK_E_RM01-RK-01 | 47 |  | 25 | 1 | 48 | COPPER PATCH CORD |  |  |  | RU | CENTER
EQ377 | BKK1-FF-NWK_E_RM01-RK-02 | 47 |  | 46 | 1 | 48 | HORIZONTAL FRONT CABLE MANAGER, FIBER |  |  |  | RU | CENTER
EQ378 | BKK1-FF-NWK_E_RM01-RK-02 | 47 |  | 45 | 1 | 48 | FIBER PANEL |  |  |  | RU | CENTER
EQ379 | BKK1-FF-NWK_E_RM01-RK-02 | 47 |  | 44 | 3 | 48 | FIBER CASSETTE |  |  |  | RU | CENTER
EQ380 | BKK1-FF-NWK_E_RM01-RK-02 | 47 |  | 41 | 1 | 48 | FIBER PATCH CORD |  |  |  | RU | CENTER
EQ381 | BKK1-FF-NWK_E_RM01-RK-02 | 47 |  |  |  | 48 | 47U close type cabinet |  |  |  | RU | CENTER
EQ382 | BKK1-FF-NWK_E_RM01-RK-02 | 47 |  |  |  | 48 | Vertical_rPDU |  |  |  | SIDE | LEFT
EQ382 | BKK1-FF-NWK_E_RM01-RK-02 | 47 |  |  |  | 48 | Vertical_rPDU |  |  |  | SIDE | RIGHT
EQ383 | BKK1-FF-NWK_E_RM01-RK-02 | 47 |  | 29 | 1 | 48 | HORIZONTAL REAR CABLE MANAGER, COPPER |  |  |  | RU | CENTER
EQ384 | BKK1-FF-NWK_E_RM01-RK-02 | 47 |  | 27 | 2 | 48 | COPPER PATCH PANEL |  |  |  | RU | CENTER
EQ385 | BKK1-FF-NWK_E_RM01-RK-02 | 47 |  | 25 | 1 | 48 | COPPER PATCH CORD |  |  |  | RU | CENTER
EQ386 | BKK1-FF-FE_RM01-RK-01 | 47 |  | 46 | 1 | 288 | HORIZONTAL FRONT CABLE MANAGER, FIBER |  |  |  | RU
EQ387 | BKK1-FF-FE_RM01-RK-01 | 47 |  | 45 | 1 | 288 | FIBER PANEL |  |  |  | RU
EQ388 | BKK1-FF-FE_RM01-RK-01 | 47 |  | 44 | 3 | 288 | FIBER CASSETTE |  |  |  | RU
EQ389 | BKK1-FF-FE_RM01-RK-01 | 47 |  | 41 | 1 | 288 | FIBER PATCH CORD |  |  |  | RU
EQ390 | BKK1-FF-FE_RM01-RK-01 | 47 |  |  |  | 288 | 47U ODF |  |  |  | RU
EQ391 | BKK1-FF-FE_RM01-RK-02 | 47 |  | 46 | 1 | 288 | HORIZONTAL FRONT CABLE MANAGER, FIBER |  |  |  | RU
EQ392 | BKK1-FF-FE_RM01-RK-02 | 47 |  | 45 | 1 | 288 | FIBER PANEL |  |  |  | RU
EQ393 | BKK1-FF-FE_RM01-RK-02 | 47 |  | 44 | 3 | 288 | FIBER CASSETTE |  |  |  | RU
EQ394 | BKK1-FF-FE_RM01-RK-02 | 47 |  | 41 | 1 | 288 | FIBER PATCH CORD |  |  |  | RU
EQ395 | BKK1-FF-FE_RM01-RK-02 | 47 |  |  |  | 288 | 47U ODF |  |  |  | RU
EQ396 | BKK1-FF-FE_RM01-RK-03 | 47 |  | 46 | 1 | 288 | HORIZONTAL FRONT CABLE MANAGER, FIBER |  |  |  | RU
EQ397 | BKK1-FF-FE_RM01-RK-03 | 47 |  | 45 | 1 | 288 | FIBER PANEL |  |  |  | RU
EQ398 | BKK1-FF-FE_RM01-RK-03 | 47 |  | 44 | 3 | 288 | FIBER CASSETTE |  |  |  | RU
EQ399 | BKK1-FF-FE_RM01-RK-03 | 47 |  | 41 | 1 | 288 | FIBER PATCH CORD |  |  |  | RU
EQ400 | BKK1-FF-FE_RM01-RK-03 | 47 |  |  |  | 288 | 47U ODF |  |  |  | RU
EQ401 | BKK1-FF-NWK_E_RM02-RK-01 | 47 |  | 46 | 1 | 48 | HORIZONTAL FRONT CABLE MANAGER, FIBER |  |  |  | RU | CENTER
EQ402 | BKK1-FF-NWK_E_RM02-RK-01 | 47 |  | 45 | 1 | 48 | FIBER PANEL |  |  |  | RU | CENTER
EQ403 | BKK1-FF-NWK_E_RM02-RK-01 | 47 |  | 44 | 3 | 48 | FIBER CASSETTE |  |  |  | RU | CENTER
EQ404 | BKK1-FF-NWK_E_RM02-RK-01 | 47 |  | 41 | 1 | 48 | FIBER PATCH CORD |  |  |  | RU | CENTER
EQ405 | BKK1-FF-NWK_E_RM02-RK-01 | 47 |  |  |  | 48 | 47U close type cabinet |  |  |  | RU | CENTER
EQ406 | BKK1-FF-NWK_E_RM02-RK-01 | 47 |  |  |  | 48 | Vertical_rPDU |  |  |  | SIDE | LEFT
EQ406 | BKK1-FF-NWK_E_RM02-RK-01 | 47 |  |  |  | 48 | Vertical_rPDU |  |  |  | SIDE | RIGHT
EQ407 | BKK1-FF-NWK_E_RM02-RK-01 | 47 |  | 29 | 1 | 48 | HORIZONTAL REAR CABLE MANAGER, COPPER |  |  |  | RU | CENTER
EQ408 | BKK1-FF-NWK_E_RM02-RK-01 | 47 |  | 27 | 2 | 48 | COPPER PATCH PANEL |  |  |  | RU | CENTER
EQ409 | BKK1-FF-NWK_E_RM02-RK-01 | 47 |  | 25 | 1 | 48 | COPPER PATCH CORD |  |  |  | RU | CENTER
EQ410 | BKK1-FF-NWK_E_RM02-RK-02 | 47 |  | 46 | 1 | 48 | HORIZONTAL FRONT CABLE MANAGER, FIBER |  |  |  | RU | CENTER
EQ411 | BKK1-FF-NWK_E_RM02-RK-02 | 47 |  | 45 | 1 | 48 | FIBER PANEL |  |  |  | RU | CENTER
EQ412 | BKK1-FF-NWK_E_RM02-RK-02 | 47 |  | 44 | 3 | 48 | FIBER CASSETTE |  |  |  | RU | CENTER
EQ413 | BKK1-FF-NWK_E_RM02-RK-02 | 47 |  | 41 | 1 | 48 | FIBER PATCH CORD |  |  |  | RU | CENTER
EQ414 | BKK1-FF-NWK_E_RM02-RK-02 | 47 |  |  |  | 48 | 47U close type cabinet |  |  |  | RU | CENTER
EQ415 | BKK1-FF-NWK_E_RM02-RK-02 | 47 |  |  |  | 48 | Vertical_rPDU |  |  |  | SIDE | LEFT
EQ415 | BKK1-FF-NWK_E_RM02-RK-02 | 47 |  |  |  | 48 | Vertical_rPDU |  |  |  | SIDE | RIGHT
EQ416 | BKK1-FF-NWK_E_RM02-RK-02 | 47 |  | 29 | 1 | 48 | HORIZONTAL REAR CABLE MANAGER, COPPER |  |  |  | RU | CENTER
EQ417 | BKK1-FF-NWK_E_RM02-RK-02 | 47 |  | 27 | 2 | 48 | COPPER PATCH PANEL |  |  |  | RU | CENTER
EQ418 | BKK1-FF-NWK_E_RM02-RK-02 | 47 |  | 25 | 1 | 48 | COPPER PATCH CORD |  |  |  | RU | CENTER
EQ419 | BKK1-FF-FE_RM02-RK-01 | 47 |  | 46 | 1 | 288 | HORIZONTAL FRONT CABLE MANAGER, FIBER |  |  |  | RU
EQ420 | BKK1-FF-FE_RM02-RK-01 | 47 |  | 45 | 1 | 288 | FIBER PANEL |  |  |  | RU
EQ421 | BKK1-FF-FE_RM02-RK-01 | 47 |  | 44 | 3 | 288 | FIBER CASSETTE |  |  |  | RU
EQ422 | BKK1-FF-FE_RM02-RK-01 | 47 |  | 41 | 1 | 288 | FIBER PATCH CORD |  |  |  | RU
EQ423 | BKK1-FF-FE_RM02-RK-01 | 47 |  |  |  | 288 | 47U ODF |  |  |  | RU
EQ424 | BKK1-FF-FE_RM02-RK-02 | 47 |  | 46 | 1 | 288 | HORIZONTAL FRONT CABLE MANAGER, FIBER |  |  |  | RU
EQ425 | BKK1-FF-FE_RM02-RK-02 | 47 |  | 45 | 1 | 288 | FIBER PANEL |  |  |  | RU
EQ426 | BKK1-FF-FE_RM02-RK-02 | 47 |  | 44 | 3 | 288 | FIBER CASSETTE |  |  |  | RU
EQ427 | BKK1-FF-FE_RM02-RK-02 | 47 |  | 41 | 1 | 288 | FIBER PATCH CORD |  |  |  | RU
EQ428 | BKK1-FF-FE_RM02-RK-02 | 47 |  |  |  | 288 | 47U ODF |  |  |  | RU
EQ429 | BKK1-FF-FE_RM02-RK-03 | 47 |  | 46 | 1 | 288 | HORIZONTAL FRONT CABLE MANAGER, FIBER |  |  |  | RU
EQ430 | BKK1-FF-FE_RM02-RK-03 | 47 |  | 45 | 1 | 288 | FIBER PANEL |  |  |  | RU
EQ431 | BKK1-FF-FE_RM02-RK-03 | 47 |  | 44 | 3 | 288 | FIBER CASSETTE |  |  |  | RU
EQ432 | BKK1-FF-FE_RM02-RK-03 | 47 |  | 41 | 1 | 288 | FIBER PATCH CORD |  |  |  | RU
EQ433 | BKK1-FF-FE_RM02-RK-03 | 47 |  |  |  | 288 | 47U ODF |  |  |  | RU
EQ434 | BKK1-FF-FE_RM03-RK-01 | 47 |  | 46 | 1 | 288 | HORIZONTAL FRONT CABLE MANAGER, FIBER |  |  |  | RU
EQ435 | BKK1-FF-FE_RM03-RK-01 | 47 |  | 45 | 1 | 288 | FIBER PANEL |  |  |  | RU
EQ436 | BKK1-FF-FE_RM03-RK-01 | 47 |  | 44 | 3 | 288 | FIBER CASSETTE |  |  |  | RU
EQ437 | BKK1-FF-FE_RM03-RK-01 | 47 |  | 41 | 1 | 288 | FIBER PATCH CORD |  |  |  | RU
EQ438 | BKK1-FF-FE_RM03-RK-01 | 47 |  |  |  | 288 | 47U ODF |  |  |  | RU
EQ439 | BKK1-FF-FE_RM03-RK-02 | 47 |  | 46 | 1 | 288 | HORIZONTAL FRONT CABLE MANAGER, FIBER |  |  |  | RU
EQ440 | BKK1-FF-FE_RM03-RK-02 | 47 |  | 45 | 1 | 288 | FIBER PANEL |  |  |  | RU
EQ441 | BKK1-FF-FE_RM03-RK-02 | 47 |  | 44 | 3 | 288 | FIBER CASSETTE |  |  |  | RU
EQ442 | BKK1-FF-FE_RM03-RK-02 | 47 |  | 41 | 1 | 288 | FIBER PATCH CORD |  |  |  | RU
EQ443 | BKK1-FF-FE_RM03-RK-02 | 47 |  |  |  | 288 | 47U ODF |  |  |  | RU
EQ444 | BKK1-FF-FE_RM03-RK-03 | 47 |  | 46 | 1 | 288 | HORIZONTAL FRONT CABLE MANAGER, FIBER |  |  |  | RU
EQ445 | BKK1-FF-FE_RM03-RK-03 | 47 |  | 45 | 1 | 288 | FIBER PANEL |  |  |  | RU
EQ446 | BKK1-FF-FE_RM03-RK-03 | 47 |  | 44 | 3 | 288 | FIBER CASSETTE |  |  |  | RU
EQ447 | BKK1-FF-FE_RM03-RK-03 | 47 |  | 41 | 1 | 288 | FIBER PATCH CORD |  |  |  | RU
EQ448 | BKK1-FF-FE_RM03-RK-03 | 47 |  |  |  | 288 | 47U ODF |  |  |  | RU
EQ449 | BKK1-FF-FE_RM04-RK-01 | 47 |  | 46 | 1 | 288 | HORIZONTAL FRONT CABLE MANAGER, FIBER |  |  |  | RU
EQ450 | BKK1-FF-FE_RM04-RK-01 | 47 |  | 45 | 1 | 288 | FIBER PANEL |  |  |  | RU
EQ451 | BKK1-FF-FE_RM04-RK-01 | 47 |  | 44 | 3 | 288 | FIBER CASSETTE |  |  |  | RU
EQ452 | BKK1-FF-FE_RM04-RK-01 | 47 |  | 41 | 1 | 288 | FIBER PATCH CORD |  |  |  | RU
EQ453 | BKK1-FF-FE_RM04-RK-01 | 47 |  |  |  | 288 | 47U ODF |  |  |  | RU
EQ454 | BKK1-FF-FE_RM04-RK-02 | 47 |  | 46 | 1 | 288 | HORIZONTAL FRONT CABLE MANAGER, FIBER |  |  |  | RU
EQ455 | BKK1-FF-FE_RM04-RK-02 | 47 |  | 45 | 1 | 288 | FIBER PANEL |  |  |  | RU
EQ456 | BKK1-FF-FE_RM04-RK-02 | 47 |  | 44 | 3 | 288 | FIBER CASSETTE |  |  |  | RU
EQ457 | BKK1-FF-FE_RM04-RK-02 | 47 |  | 41 | 1 | 288 | FIBER PATCH CORD |  |  |  | RU
EQ458 | BKK1-FF-FE_RM04-RK-02 | 47 |  |  |  | 288 | 47U ODF |  |  |  | RU
EQ459 | BKK1-FF-FE_RM04-RK-03 | 47 |  | 46 | 1 | 288 | HORIZONTAL FRONT CABLE MANAGER, FIBER |  |  |  | RU
EQ460 | BKK1-FF-FE_RM04-RK-03 | 47 |  | 45 | 1 | 288 | FIBER PANEL |  |  |  | RU
EQ461 | BKK1-FF-FE_RM04-RK-03 | 47 |  | 44 | 3 | 288 | FIBER CASSETTE |  |  |  | RU
EQ462 | BKK1-FF-FE_RM04-RK-03 | 47 |  | 41 | 1 | 288 | FIBER PATCH CORD |  |  |  | RU
EQ463 | BKK1-FF-FE_RM04-RK-03 | 47 |  |  |  | 288 | 47U ODF |  |  |  | RU
EQ464 | BKK1-FF-NWK_E_RM03-RK-01 | 47 |  | 46 | 1 | 48 | HORIZONTAL FRONT CABLE MANAGER, FIBER |  |  |  | RU | CENTER
EQ465 | BKK1-FF-NWK_E_RM03-RK-01 | 47 |  | 45 | 1 | 48 | FIBER PANEL |  |  |  | RU | CENTER
EQ466 | BKK1-FF-NWK_E_RM03-RK-01 | 47 |  | 44 | 3 | 48 | FIBER CASSETTE |  |  |  | RU | CENTER
EQ467 | BKK1-FF-NWK_E_RM03-RK-01 | 47 |  | 41 | 1 | 48 | FIBER PATCH CORD |  |  |  | RU | CENTER
EQ468 | BKK1-FF-NWK_E_RM03-RK-01 | 47 |  |  |  | 48 | 47U close type cabinet |  |  |  | RU | CENTER
EQ469 | BKK1-FF-NWK_E_RM03-RK-01 | 47 |  |  |  | 48 | Vertical_rPDU |  |  |  | SIDE | LEFT
EQ469 | BKK1-FF-NWK_E_RM03-RK-01 | 47 |  |  |  | 48 | Vertical_rPDU |  |  |  | SIDE | RIGHT
EQ470 | BKK1-FF-NWK_E_RM03-RK-01 | 47 |  | 29 | 1 | 48 | HORIZONTAL REAR CABLE MANAGER, COPPER |  |  |  | RU | CENTER
EQ471 | BKK1-FF-NWK_E_RM03-RK-01 | 47 |  | 27 | 2 | 48 | COPPER PATCH PANEL |  |  |  | RU | CENTER
EQ472 | BKK1-FF-NWK_E_RM03-RK-01 | 47 |  | 25 | 1 | 48 | COPPER PATCH CORD |  |  |  | RU | CENTER
EQ473 | BKK1-FF-NWK_E_RM03-RK-02 | 47 |  | 46 | 1 | 48 | HORIZONTAL FRONT CABLE MANAGER, FIBER |  |  |  | RU | CENTER
EQ474 | BKK1-FF-NWK_E_RM03-RK-02 | 47 |  | 45 | 1 | 48 | FIBER PANEL |  |  |  | RU | CENTER
EQ475 | BKK1-FF-NWK_E_RM03-RK-02 | 47 |  | 44 | 3 | 48 | FIBER CASSETTE |  |  |  | RU | CENTER
EQ476 | BKK1-FF-NWK_E_RM03-RK-02 | 47 |  | 41 | 1 | 48 | FIBER PATCH CORD |  |  |  | RU | CENTER
EQ477 | BKK1-FF-NWK_E_RM03-RK-02 | 47 |  |  |  | 48 | 47U close type cabinet |  |  |  | RU | CENTER
EQ478 | BKK1-FF-NWK_E_RM03-RK-02 | 47 |  |  |  | 48 | Vertical_rPDU |  |  |  | SIDE | LEFT
EQ478 | BKK1-FF-NWK_E_RM03-RK-02 | 47 |  |  |  | 48 | Vertical_rPDU |  |  |  | SIDE | RIGHT
EQ479 | BKK1-FF-NWK_E_RM03-RK-02 | 47 |  | 29 | 1 | 48 | HORIZONTAL REAR CABLE MANAGER, COPPER |  |  |  | RU | CENTER
EQ480 | BKK1-FF-NWK_E_RM03-RK-02 | 47 |  | 27 | 2 | 48 | COPPER PATCH PANEL |  |  |  | RU | CENTER
EQ481 | BKK1-FF-NWK_E_RM03-RK-02 | 47 |  | 25 | 1 | 48 | COPPER PATCH CORD |  |  |  | RU | CENTER
EQ482 | BKK1-FF-NWK_E_RM04-RK-01 | 47 |  | 46 | 1 | 48 | HORIZONTAL FRONT CABLE MANAGER, FIBER |  |  |  | RU | CENTER
EQ483 | BKK1-FF-NWK_E_RM04-RK-01 | 47 |  | 45 | 1 | 48 | FIBER PANEL |  |  |  | RU | CENTER
EQ484 | BKK1-FF-NWK_E_RM04-RK-01 | 47 |  | 44 | 3 | 48 | FIBER CASSETTE |  |  |  | RU | CENTER
EQ485 | BKK1-FF-NWK_E_RM04-RK-01 | 47 |  | 41 | 1 | 48 | FIBER PATCH CORD |  |  |  | RU | CENTER
EQ486 | BKK1-FF-NWK_E_RM04-RK-01 | 47 |  |  |  | 48 | 47U close type cabinet |  |  |  | RU | CENTER
EQ487 | BKK1-FF-NWK_E_RM04-RK-01 | 47 |  |  |  | 48 | Vertical_rPDU |  |  |  | SIDE | LEFT
EQ487 | BKK1-FF-NWK_E_RM04-RK-01 | 47 |  |  |  | 48 | Vertical_rPDU |  |  |  | SIDE | RIGHT
EQ488 | BKK1-FF-NWK_E_RM04-RK-01 | 47 |  | 29 | 1 | 48 | HORIZONTAL REAR CABLE MANAGER, COPPER |  |  |  | RU | CENTER
EQ489 | BKK1-FF-NWK_E_RM04-RK-01 | 47 |  | 27 | 2 | 48 | COPPER PATCH PANEL |  |  |  | RU | CENTER
EQ490 | BKK1-FF-NWK_E_RM04-RK-01 | 47 |  | 25 | 1 | 48 | COPPER PATCH CORD |  |  |  | RU | CENTER
EQ491 | BKK1-FF-NWK_E_RM04-RK-02 | 47 |  | 46 | 1 | 48 | HORIZONTAL FRONT CABLE MANAGER, FIBER |  |  |  | RU | CENTER
EQ492 | BKK1-FF-NWK_E_RM04-RK-02 | 47 |  | 45 | 1 | 48 | FIBER PANEL |  |  |  | RU | CENTER
EQ493 | BKK1-FF-NWK_E_RM04-RK-02 | 47 |  | 44 | 3 | 48 | FIBER CASSETTE |  |  |  | RU | CENTER
EQ494 | BKK1-FF-NWK_E_RM04-RK-02 | 47 |  | 41 | 1 | 48 | FIBER PATCH CORD |  |  |  | RU | CENTER
EQ495 | BKK1-FF-NWK_E_RM04-RK-02 | 47 |  |  |  | 48 | 47U close type cabinet |  |  |  | RU | CENTER
EQ496 | BKK1-FF-NWK_E_RM04-RK-02 | 47 |  |  |  | 48 | Vertical_rPDU |  |  |  | SIDE | LEFT
EQ496 | BKK1-FF-NWK_E_RM04-RK-02 | 47 |  |  |  | 48 | Vertical_rPDU |  |  |  | SIDE | RIGHT
EQ497 | BKK1-FF-NWK_E_RM04-RK-02 | 47 |  | 29 | 1 | 48 | HORIZONTAL REAR CABLE MANAGER, COPPER |  |  |  | RU | CENTER
EQ498 | BKK1-FF-NWK_E_RM04-RK-02 | 47 |  | 27 | 2 | 48 | COPPER PATCH PANEL |  |  |  | RU | CENTER
EQ499 | BKK1-FF-NWK_E_RM04-RK-02 | 47 |  | 25 | 1 | 48 | COPPER PATCH CORD |  |  |  | RU | CENTER
EQ500 | BKK1-LR-NWK_E_RM01-RK-01 | 47 |  | 46 | 1 | 48 | HORIZONTAL FRONT CABLE MANAGER, FIBER |  |  |  | RU | CENTER
EQ501 | BKK1-LR-NWK_E_RM01-RK-01 | 47 |  | 45 | 1 | 48 | FIBER PANEL |  |  |  | RU | CENTER
EQ502 | BKK1-LR-NWK_E_RM01-RK-01 | 47 |  | 44 | 3 | 48 | FIBER CASSETTE |  |  |  | RU | CENTER
EQ503 | BKK1-LR-NWK_E_RM01-RK-01 | 47 |  | 41 | 1 | 48 | FIBER PATCH CORD |  |  |  | RU | CENTER
EQ504 | BKK1-LR-NWK_E_RM01-RK-01 | 47 |  |  |  | 48 | 47U close type cabinet |  |  |  | RU | CENTER
EQ505 | BKK1-LR-NWK_E_RM01-RK-01 | 47 |  |  |  | 48 | Vertical_rPDU |  |  |  | SIDE | LEFT
EQ505 | BKK1-LR-NWK_E_RM01-RK-01 | 47 |  |  |  | 48 | Vertical_rPDU |  |  |  | SIDE | RIGHT
EQ506 | BKK1-LR-NWK_E_RM01-RK-01 | 47 |  | 29 | 1 | 48 | HORIZONTAL REAR CABLE MANAGER, COPPER |  |  |  | RU | CENTER
EQ507 | BKK1-LR-NWK_E_RM01-RK-01 | 47 |  | 27 | 2 | 48 | COPPER PATCH PANEL |  |  |  | RU | CENTER
EQ508 | BKK1-LR-NWK_E_RM01-RK-01 | 47 |  | 25 | 1 | 48 | COPPER PATCH CORD |  |  |  | RU | CENTER
EQ509 | BKK1-LR-NWK_E_RM01-RK-02 | 47 |  | 46 | 1 | 48 | HORIZONTAL FRONT CABLE MANAGER, FIBER |  |  |  | RU | CENTER
EQ510 | BKK1-LR-NWK_E_RM01-RK-02 | 47 |  | 45 | 1 | 48 | FIBER PANEL |  |  |  | RU | CENTER
EQ511 | BKK1-LR-NWK_E_RM01-RK-02 | 47 |  | 44 | 3 | 48 | FIBER CASSETTE |  |  |  | RU | CENTER
EQ512 | BKK1-LR-NWK_E_RM01-RK-02 | 47 |  | 41 | 1 | 48 | FIBER PATCH CORD |  |  |  | RU | CENTER
EQ513 | BKK1-LR-NWK_E_RM01-RK-02 | 47 |  |  |  | 48 | 47U close type cabinet |  |  |  | RU | CENTER
EQ514 | BKK1-LR-NWK_E_RM01-RK-02 | 47 |  |  |  | 48 | Vertical_rPDU |  |  |  | SIDE | LEFT
EQ514 | BKK1-LR-NWK_E_RM01-RK-02 | 47 |  |  |  | 48 | Vertical_rPDU |  |  |  | SIDE | RIGHT
EQ515 | BKK1-LR-NWK_E_RM01-RK-02 | 47 |  | 29 | 1 | 48 | HORIZONTAL REAR CABLE MANAGER, COPPER |  |  |  | RU | CENTER
EQ516 | BKK1-LR-NWK_E_RM01-RK-02 | 47 |  | 27 | 2 | 48 | COPPER PATCH PANEL |  |  |  | RU | CENTER
EQ517 | BKK1-LR-NWK_E_RM01-RK-02 | 47 |  | 25 | 1 | 48 | COPPER PATCH CORD |  |  |  | RU | CENTER
EQ518 | BKK1-LR-NWK_E_RM02-RK-01 | 47 |  | 46 | 1 | 48 | HORIZONTAL FRONT CABLE MANAGER, FIBER |  |  |  | RU | CENTER
EQ519 | BKK1-LR-NWK_E_RM02-RK-01 | 47 |  | 45 | 1 | 48 | FIBER PANEL |  |  |  | RU | CENTER
EQ520 | BKK1-LR-NWK_E_RM02-RK-01 | 47 |  | 44 | 3 | 48 | FIBER CASSETTE |  |  |  | RU | CENTER
EQ521 | BKK1-LR-NWK_E_RM02-RK-01 | 47 |  | 41 | 1 | 48 | FIBER PATCH CORD |  |  |  | RU | CENTER
EQ522 | BKK1-LR-NWK_E_RM02-RK-01 | 47 |  |  |  | 48 | 47U close type cabinet |  |  |  | RU | CENTER
EQ523 | BKK1-LR-NWK_E_RM02-RK-01 | 47 |  |  |  | 48 | Vertical_rPDU |  |  |  | SIDE | LEFT
EQ523 | BKK1-LR-NWK_E_RM02-RK-01 | 47 |  |  |  | 48 | Vertical_rPDU |  |  |  | SIDE | RIGHT
EQ524 | BKK1-LR-NWK_E_RM02-RK-01 | 47 |  | 29 | 1 | 48 | HORIZONTAL REAR CABLE MANAGER, COPPER |  |  |  | RU | CENTER
EQ525 | BKK1-LR-NWK_E_RM02-RK-01 | 47 |  | 27 | 2 | 48 | COPPER PATCH PANEL |  |  |  | RU | CENTER
EQ526 | BKK1-LR-NWK_E_RM02-RK-01 | 47 |  | 25 | 1 | 48 | COPPER PATCH CORD |  |  |  | RU | CENTER
EQ527 | BKK1-LR-NWK_E_RM02-RK-02 | 47 |  | 46 | 1 | 48 | HORIZONTAL FRONT CABLE MANAGER, FIBER |  |  |  | RU | CENTER
EQ528 | BKK1-LR-NWK_E_RM02-RK-02 | 47 |  | 45 | 1 | 48 | FIBER PANEL |  |  |  | RU | CENTER
EQ529 | BKK1-LR-NWK_E_RM02-RK-02 | 47 |  | 44 | 3 | 48 | FIBER CASSETTE |  |  |  | RU | CENTER
EQ530 | BKK1-LR-NWK_E_RM02-RK-02 | 47 |  | 41 | 1 | 48 | FIBER PATCH CORD |  |  |  | RU | CENTER
EQ531 | BKK1-LR-NWK_E_RM02-RK-02 | 47 |  |  |  | 48 | 47U close type cabinet |  |  |  | RU | CENTER
EQ532 | BKK1-LR-NWK_E_RM02-RK-02 | 47 |  |  |  | 48 | Vertical_rPDU |  |  |  | SIDE | LEFT
EQ532 | BKK1-LR-NWK_E_RM02-RK-02 | 47 |  |  |  | 48 | Vertical_rPDU |  |  |  | SIDE | RIGHT
EQ533 | BKK1-LR-NWK_E_RM02-RK-02 | 47 |  | 29 | 1 | 48 | HORIZONTAL REAR CABLE MANAGER, COPPER |  |  |  | RU | CENTER
EQ534 | BKK1-LR-NWK_E_RM02-RK-02 | 47 |  | 27 | 2 | 48 | COPPER PATCH PANEL |  |  |  | RU | CENTER
EQ535 | BKK1-LR-NWK_E_RM02-RK-02 | 47 |  | 25 | 1 | 48 | COPPER PATCH CORD |  |  |  | RU | CENTER
EQ536 | BKK1-LR-NWK_E_RM03-RK-01 | 47 |  | 46 | 1 | 48 | HORIZONTAL FRONT CABLE MANAGER, FIBER |  |  |  | RU | CENTER
EQ537 | BKK1-LR-NWK_E_RM03-RK-01 | 47 |  | 45 | 1 | 48 | FIBER PANEL |  |  |  | RU | CENTER
EQ538 | BKK1-LR-NWK_E_RM03-RK-01 | 47 |  | 44 | 3 | 48 | FIBER CASSETTE |  |  |  | RU | CENTER
EQ539 | BKK1-LR-NWK_E_RM03-RK-01 | 47 |  | 41 | 1 | 48 | FIBER PATCH CORD |  |  |  | RU | CENTER
EQ540 | BKK1-LR-NWK_E_RM03-RK-01 | 47 |  |  |  | 48 | 47U close type cabinet |  |  |  | RU | CENTER
EQ541 | BKK1-LR-NWK_E_RM03-RK-01 | 47 |  |  |  | 48 | Vertical_rPDU |  |  |  | SIDE | LEFT
EQ541 | BKK1-LR-NWK_E_RM03-RK-01 | 47 |  |  |  | 48 | Vertical_rPDU |  |  |  | SIDE | RIGHT
EQ542 | BKK1-LR-NWK_E_RM03-RK-01 | 47 |  | 29 | 1 | 48 | HORIZONTAL REAR CABLE MANAGER, COPPER |  |  |  | RU | CENTER
EQ543 | BKK1-LR-NWK_E_RM03-RK-01 | 47 |  | 27 | 2 | 48 | COPPER PATCH PANEL |  |  |  | RU | CENTER
EQ544 | BKK1-LR-NWK_E_RM03-RK-01 | 47 |  | 25 | 1 | 48 | COPPER PATCH CORD |  |  |  | RU | CENTER
EQ545 | BKK1-LR-NWK_E_RM03-RK-02 | 47 |  | 46 | 1 | 48 | HORIZONTAL FRONT CABLE MANAGER, FIBER |  |  |  | RU | CENTER
EQ546 | BKK1-LR-NWK_E_RM03-RK-02 | 47 |  | 45 | 1 | 48 | FIBER PANEL |  |  |  | RU | CENTER
EQ547 | BKK1-LR-NWK_E_RM03-RK-02 | 47 |  | 44 | 3 | 48 | FIBER CASSETTE |  |  |  | RU | CENTER
EQ548 | BKK1-LR-NWK_E_RM03-RK-02 | 47 |  | 41 | 1 | 48 | FIBER PATCH CORD |  |  |  | RU | CENTER
EQ549 | BKK1-LR-NWK_E_RM03-RK-02 | 47 |  |  |  | 48 | 47U close type cabinet |  |  |  | RU | CENTER
EQ550 | BKK1-LR-NWK_E_RM03-RK-02 | 47 |  |  |  | 48 | Vertical_rPDU |  |  |  | SIDE | LEFT
EQ550 | BKK1-LR-NWK_E_RM03-RK-02 | 47 |  |  |  | 48 | Vertical_rPDU |  |  |  | SIDE | RIGHT
EQ551 | BKK1-LR-NWK_E_RM03-RK-02 | 47 |  | 29 | 1 | 48 | HORIZONTAL REAR CABLE MANAGER, COPPER |  |  |  | RU | CENTER
EQ552 | BKK1-LR-NWK_E_RM03-RK-02 | 47 |  | 27 | 2 | 48 | COPPER PATCH PANEL |  |  |  | RU | CENTER
EQ553 | BKK1-LR-NWK_E_RM03-RK-02 | 47 |  | 25 | 1 | 48 | COPPER PATCH CORD |  |  |  | RU | CENTER

## Drawing_Hotspot
Hotspot_ID | Drawing_ID | Zone_ID | Floor_ID | Hotspot_Name | X | Y | Width | Height
HS001 | DWG001 | FER | GF | FER_RM01 Area | 20 | 5 | 180 | 140
HS002 | DWG001 | OFFICE | GF | OFFICE Area | 20 | 300 | 180 | 120
HS003 | DWG001 | FER | GF | FER_RM02Area | 20 | 530 | 200 | 130
HS004 | DWG001 | FER | GF | FER_RM03 Area | 750 | 5 | 300 | 95
HS005 | DWG001 | FER | GF | FER_RM04 Area | 750 | 615 | 300 | 130
HS006 | DWG001 | NER | GF | NER_RM_01 Area | 350 | 5 | 180 | 130
HS007 | DWG001 | NER | GF | NER_RM_02 Area | 350 | 600 | 300 | 130
HS008 | DWG001 | NIR | GF | NIR_RM_01 Area | 750 | 100 | 300 | 100
HS009 | DWG001 | NIR | GF | NIR_RM_02 Area | 750 | 485 | 300 | 130
HS010 | DWG002 | FER | FF | FER_RM01 Area | 20 | 5 | 180 | 130
HS011 | DWG002 | OFFICE | FF | OFFICE Area | 20 | 300 | 180 | 120
HS012 | DWG002 | FER | FF | FER_RM02Area | 20 | 535 | 200 | 130
HS013 | DWG002 | FER | FF | FER_RM03 Area | 750 | 5 | 300 | 95
HS014 | DWG002 | FER | FF | FER_RM04 Area | 750 | 600 | 300 | 130
HS015 | DWG002 | NER | FF | NER_RM_01 Area | 350 | 5 | 180 | 130
HS016 | DWG002 | NER | FF | NER_RM_02 Area | 350 | 600 | 300 | 130
HS017 | DWG002 | NER | FF | NER_RM_03 Area | 750 | 100 | 300 | 100
HS018 | DWG002 | NER | FF | NER_RM_04 Area | 750 | 485 | 300 | 118
HS019 | DWG003 | NER | LF | NER_RM_01 Area | 350 | 5 | 180 | 130
HS020 | DWG003 | NER | LF | NER_RM_02 Area | 350 | 600 | 300 | 130
HS021 | DWG003 | NIR | LF | NER_RM_03 Area | 750 | 100 | 300 | 100

## Rack_Layout
Room_ID | Rack_Label | EQID {Do not change} | Floor_ID | Type | Rack_Size | X | Y | Width | Height | Status | Zone_ID | Installed_Date | Commission_Date | Last_Update | Crane | ZONE Refer Gen | Service Area | Drawing # | Location Floor | Installation Date | Commissioning Date | Warranty Start Date
OTR |  |  | GF | Network | 24U Stand |  |  |  |  | Pending | OTR | [5 empty] | BKK1-GF-OUTDOOR |  | GF
OTR |  |  | GF | Network | 24U Stand |  |  |  |  | Pending | OTR | [5 empty] | BKK1-GF-OUTDOOR |  | GF
OTR |  |  | GF | Network | 24U Stand |  |  |  |  | Pending | OTR | [5 empty] | BKK1-GF-OUTDOOR |  | GF
OTR |  |  | GF | Network | 24U Stand |  |  |  |  | Pending | OTR | [5 empty] | BKK1-GF-OUTDOOR |  | GF
OTR |  |  | GF | Network | 24U Stand |  |  |  |  | Pending | OTR | [5 empty] | BKK1-GF-OUTDOOR |  | GF
OTR |  |  | GF | Network | 24U Stand |  |  |  |  | Pending | OTR | [5 empty] | BKK1-GF-OUTDOOR |  | GF
OTR |  |  | GF | Network | 24U Stand |  |  |  |  | Pending | OTR | [5 empty] | BKK1-GF-OUTDOOR |  | GF
OTR |  |  | GF | Network | 24U Stand |  |  |  |  | Pending | OTR | [5 empty] | BKK1-GF-OUTDOOR |  | GF
GUARD |  |  | GF | Network | 12U wall mount |  |  |  |  | Pending | GUARD | [5 empty] | BKK1-GF-GUARD HOUSE |  | GF
[10 empty] | Pending | [6 empty] | BKK1-GF-SER_RM |  | GF
OFC01 | RK-01 | 1 |  | Network | 12U wall mount |  |  |  |  | Pending | OFFICE |  |  |  | 100 ton | Gen No. 1, 2 Delivery : 14 Sep 26 Finish.ins: 15 Sep 26 | BKK1-GF-OFFICE |  | GF
NWK_E_RM01 | RK-02 | 2 | GF | Network | 47U Stand |  |  |  |  | Pending | NER |  |  |  | 80 ton | Gen No. 5, 6 Delivery : 17 Sep 26 Finish.ins: 18 Sep 26 | BKK1-GF-NER_RM 01 |  | GF
NWK_E_RM01 | RK-03 | 3 | GF | Network | 47U Stand |  |  |  |  | Pending | NER |  |  |  | 80 ton | Gen No. 5, 6 Delivery : 17 Sep 26 Finish.ins: 18 Sep 26 | BKK1-GF-NER_RM 01 |  | GF
FE_RM01 | RK-04 | 4 | GF | ODF | 47U ODF |  |  |  |  | Pending | FER |  |  |  | 100 ton | Gen No. 1, 2 Delivery : 14 Sep 26 Finish.ins: 15 Sep 26 | BKK1-GF-FER_RM 01 |  | GF
FE_RM01 | RK-05 | 5 | GF | ODF | 47U ODF |  |  |  |  | Pending | FER |  |  |  | 100 ton | Gen No. 1, 2 Delivery : 14 Sep 26 Finish.ins: 15 Sep 26 | BKK1-GF-FER_RM 01 |  | GF
FE_RM01 | RK-06 | 6 | GF | ODF | 47U ODF |  |  |  |  | Pending | FER |  |  |  | 100 ton | Gen No. 1, 2 Delivery : 14 Sep 26 Finish.ins: 15 Sep 26 | BKK1-GF-FER_RM 01 |  | GF
FE_RM01 | RK-07 | 7 | GF | ODF | 47U ODF |  |  |  |  | Pending | FER |  |  |  | 100 ton | Gen No. 1, 2 Delivery : 14 Sep 26 Finish.ins: 15 Sep 26 | BKK1-GF-FER_RM 01 |  | GF
FE_RM01 | RK-08 | 8 | GF | ODF | 47U ODF |  |  |  |  | Pending | FER |  |  |  | 100 ton | Gen No. 1, 2 Delivery : 14 Sep 26 Finish.ins: 15 Sep 26 | BKK1-GF-FER_RM 01 |  | GF
FE_RM01 | RK-09 | 9 | GF | ODF | 47U ODF |  |  |  |  | Pending | FER |  |  |  | 100 ton | Gen No. 1, 2 Delivery : 14 Sep 26 Finish.ins: 15 Sep 26 | BKK1-GF-FER_RM 01 |  | GF
FE_RM01 | RK-10 | 10 | GF | ODF | 47U ODF |  |  |  |  | Pending | FER |  |  |  | 100 ton | Gen No. 1, 2 Delivery : 14 Sep 26 Finish.ins: 15 Sep 26 | BKK1-GF-FER_RM 01 |  | GF
FE_RM01 | RK-11 | 11 | GF | ODF | 47U ODF |  |  |  |  | Pending | FER |  |  |  | 100 ton | Gen No. 1, 2 Delivery : 14 Sep 26 Finish.ins: 15 Sep 26 | BKK1-GF-FER_RM 01 |  | GF
[10 empty] | Pending | [6 empty] | BKK1-GF-DATA_HA 01 |  | GF
[10 empty] | Pending | [6 empty] | BKK1-GF-DATA_HA 01 |  | GF
[10 empty] | Pending | [6 empty] | BKK1-GF-DATA_HA 01 |  | GF
[10 empty] | Pending | [6 empty] | BKK1-GF-DATA_HA 01 |  | GF
NWK_E_RM02 | RK-12 | 12 | GF | Network | 47U Stand |  |  |  |  | Pending | NER |  |  |  | 100 ton | Gen No. 5, 6 Delivery : 17 Sep 26 Finish.ins: 18 Sep 26 | BKK1-GF-NER_RM 02 |  | GF
NWK_E_RM02 | RK-13 | 13 | GF | Network | 47U Stand |  |  |  |  | Pending | NER |  |  |  | 100 ton | Gen No. 5, 6 Delivery : 17 Sep 26 Finish.ins: 18 Sep 26 | BKK1-GF-NER_RM 02 |  | GF
FE_RM02 | RK-14 | 14 | GF |  | 47U ODF |  |  |  |  | Pending | FER |  |  |  | 100 ton | Gen No. 1, 2 Delivery : 14 Sep 26 Finish.ins: 15 Sep 26 | BKK1-GF-FER_RM 02 |  | GF
FE_RM02 | RK-15 | 15 | GF |  | 47U ODF |  |  |  |  | Pending | FER |  |  |  | 100 ton | Gen No. 1, 2 Delivery : 14 Sep 26 Finish.ins: 15 Sep 26 | BKK1-GF-FER_RM 02 |  | GF
FE_RM02 | RK-16 | 16 | GF |  | 47U ODF |  |  |  |  | Pending | FER |  |  |  | 100 ton | Gen No. 1, 2 Delivery : 14 Sep 26 Finish.ins: 15 Sep 26 | BKK1-GF-FER_RM 02 |  | GF
FE_RM02 | RK-17 | 17 | GF |  | 47U ODF |  |  |  |  | Pending | FER |  |  |  | 100 ton | Gen No. 1, 2 Delivery : 14 Sep 26 Finish.ins: 15 Sep 26 | BKK1-GF-FER_RM 02 |  | GF
FE_RM02 | RK-18 | 18 | GF |  | 47U ODF |  |  |  |  | Pending | FER |  |  |  | 100 ton | Gen No. 1, 2 Delivery : 14 Sep 26 Finish.ins: 15 Sep 26 | BKK1-GF-FER_RM 02 |  | GF
FE_RM02 | RK-19 | 19 | GF |  | 47U ODF |  |  |  |  | Pending | FER |  |  |  | 100 ton | Gen No. 1, 2 Delivery : 14 Sep 26 Finish.ins: 15 Sep 26 | BKK1-GF-FER_RM 02 |  | GF
FE_RM02 | RK-20 | 20 | GF |  | 47U ODF |  |  |  |  | Pending | FER |  |  |  | 100 ton | Gen No. 1, 2 Delivery : 14 Sep 26 Finish.ins: 15 Sep 26 | BKK1-GF-FER_RM 02 |  | GF
FE_RM02 | RK-21 | 21 | GF |  | 47U ODF |  |  |  |  | Pending | FER |  |  |  | 100 ton | Gen No. 1, 2 Delivery : 14 Sep 26 Finish.ins: 15 Sep 26 | BKK1-GF-FER_RM 02 |  | GF
[10 empty] | Pending | [6 empty] | BKK1-GF-DATA_HA 02 |  | GF
[10 empty] | Pending | [6 empty] | BKK1-GF-DATA_HA 02 |  | GF
[10 empty] | Pending | [6 empty] | BKK1-GF-DATA_HA 02 |  | GF
[10 empty] | Pending | [6 empty] | BKK1-GF-DATA_HA 02 |  | GF
NWK_I_RM01 | RK-22 | 22 | GF |  | 47U Stand |  |  |  |  | Pending | NIR |  |  |  | 80 ton | Gen No. 11, 12 Delivery : 17 Sep 26 Finish.ins: 18 Sep 26 | BKK1-GF-NIR_RM 01 |  | GF
NWK_I_RM01 | RK-23 | 23 | GF |  | 47U Stand |  |  |  |  | Pending | NIR |  |  |  | 80 ton | Gen No. 11, 12 Delivery : 17 Sep 26 Finish.ins: 18 Sep 26 | BKK1-GF-NIR_RM 01 |  | GF
NWK_I_RM01 | RK-24 | 24 | GF |  | 47U Stand |  |  |  |  | Pending | NIR |  |  |  | 80 ton | Gen No. 11, 12 Delivery : 17 Sep 26 Finish.ins: 18 Sep 26 | BKK1-GF-NIR_RM 01 |  | GF
NWK_I_RM01 | RK-25 | 25 | GF |  | 47U Stand |  |  |  |  | Pending | NIR |  |  |  | 80 ton | Gen No. 11, 12 Delivery : 17 Sep 26 Finish.ins: 18 Sep 26 | BKK1-GF-NIR_RM 01 |  | GF
FE_RM03 | RK-26 | 26 | GF |  | 47U ODF |  |  |  |  | Pending | FER |  |  |  | 80 ton | Gen No. 11, 12 Delivery : 17 Sep 26 Finish.ins: 18 Sep 26 | BKK1-GF-FER_RM 03 |  | GF
FE_RM03 | RK-27 | 27 | GF |  | 47U ODF |  |  |  |  | Pending | FER |  |  |  | 80 ton | Gen No. 11, 12 Delivery : 17 Sep 26 Finish.ins: 18 Sep 26 | BKK1-GF-FER_RM 03 |  | GF
FE_RM03 | RK-28 | 28 | GF |  | 47U ODF |  |  |  |  | Pending | FER |  |  |  | 80 ton | Gen No. 11, 12 Delivery : 17 Sep 26 Finish.ins: 18 Sep 26 | BKK1-GF-FER_RM 03 |  | GF
FE_RM03 | RK-29 | 29 | GF |  | 47U ODF |  |  |  |  | Pending | FER |  |  |  | 80 ton | Gen No. 11, 12 Delivery : 17 Sep 26 Finish.ins: 18 Sep 26 | BKK1-GF-FER_RM 03 |  | GF
FE_RM03 | RK-30 | 30 | GF |  | 47U ODF |  |  |  |  | Pending | FER |  |  |  | 80 ton | Gen No. 11, 12 Delivery : 17 Sep 26 Finish.ins: 18 Sep 26 | BKK1-GF-FER_RM 03 |  | GF
FE_RM03 | RK-31 | 31 | GF |  | 47U ODF |  |  |  |  | Pending | FER |  |  |  | 80 ton | Gen No. 11, 12 Delivery : 17 Sep 26 Finish.ins: 18 Sep 26 | BKK1-GF-FER_RM 03 |  | GF
FE_RM03 | RK-32 | 32 | GF |  | 47U ODF |  |  |  |  | Pending | FER |  |  |  | 80 ton | Gen No. 11, 12 Delivery : 17 Sep 26 Finish.ins: 18 Sep 26 | BKK1-GF-FER_RM 03 |  | GF
FE_RM03 | RK-33 | 33 | GF |  | 47U ODF |  |  |  |  | Pending | FER |  |  |  | 80 ton | Gen No. 11, 12 Delivery : 17 Sep 26 Finish.ins: 18 Sep 26 | BKK1-GF-FER_RM 03 |  | GF
[10 empty] | Pending | [6 empty] | BKK1-GF-DATA_HA 03 |  | GF
[10 empty] | Pending | [6 empty] | BKK1-GF-DATA_HA 03 |  | GF
[10 empty] | Pending | [6 empty] | BKK1-GF-DATA_HA 03 |  | GF
[10 empty] | Pending | [6 empty] | BKK1-GF-DATA_HA 03 |  | GF
NWK_I_RM02 | RK-34 | 34 | GF |  | 47U Stand |  |  |  |  | Pending | NIR |  |  |  | 80 ton | Gen No. 11, 12 Delivery : 17 Sep 26 Finish.ins: 18 Sep 26 | BKK1-GF-NIR_RM 02 |  | GF
NWK_I_RM02 | RK-35 | 35 | GF |  | 47U Stand |  |  |  |  | Pending | NIR |  |  |  | 80 ton | Gen No. 11, 12 Delivery : 17 Sep 26 Finish.ins: 18 Sep 26 | BKK1-GF-NIR_RM 02 |  | GF
NWK_I_RM02 | RK-36 | 36 | GF |  | 47U Stand |  |  |  |  | Pending | NIR |  |  |  | 80 ton | Gen No. 11, 12 Delivery : 17 Sep 26 Finish.ins: 18 Sep 26 | BKK1-GF-NIR_RM 02 |  | GF
NWK_I_RM02 | RK-37 | 37 | GF |  | 47U Stand |  |  |  |  | Pending | NIR |  |  |  | 80 ton | Gen No. 11, 12 Delivery : 17 Sep 26 Finish.ins: 18 Sep 26 | BKK1-GF-NIR_RM 02 |  | GF
FE_RM04 | RK-38 | 38 | GF |  | 47U ODF |  |  |  |  | Pending | FER |  |  |  | 80 ton | Gen No. 11, 12 Delivery : 17 Sep 26 Finish.ins: 18 Sep 26 | BKK1-GF-FER_RM 04 |  | GF
FE_RM04 | RK-39 | 39 | GF |  | 47U ODF |  |  |  |  | Pending | FER |  |  |  | 80 ton | Gen No. 11, 12 Delivery : 17 Sep 26 Finish.ins: 18 Sep 26 | BKK1-GF-FER_RM 04 |  | GF
FE_RM04 | RK-40 | 40 | GF |  | 47U ODF |  |  |  |  | Pending | FER |  |  |  | 80 ton | Gen No. 11, 12 Delivery : 17 Sep 26 Finish.ins: 18 Sep 26 | BKK1-GF-FER_RM 04 |  | GF
FE_RM04 | RK-41 | 41 | GF |  | 47U ODF |  |  |  |  | Pending | FER |  |  |  | 80 ton | Gen No. 11, 12 Delivery : 17 Sep 26 Finish.ins: 18 Sep 26 | BKK1-GF-FER_RM 04 |  | GF
FE_RM04 | RK-42 | 42 | GF |  | 47U ODF |  |  |  |  | Pending | FER |  |  |  | 80 ton | Gen No. 11, 12 Delivery : 17 Sep 26 Finish.ins: 18 Sep 26 | BKK1-GF-FER_RM 04 |  | GF
FE_RM04 | RK-43 | 43 | GF |  | 47U ODF |  |  |  |  | Pending | FER |  |  |  | 80 ton | Gen No. 11, 12 Delivery : 17 Sep 26 Finish.ins: 18 Sep 26 | BKK1-GF-FER_RM 04 |  | GF
FE_RM04 | RK-44 | 44 | GF |  | 47U ODF |  |  |  |  | Pending | FER |  |  |  | 80 ton | Gen No. 11, 12 Delivery : 17 Sep 26 Finish.ins: 18 Sep 26 | BKK1-GF-FER_RM 04 |  | GF
FE_RM04 | RK-45 | 45 | GF |  | 47U ODF |  |  |  |  | Pending | FER |  |  |  | 80 ton | Gen No. 11, 12 Delivery : 17 Sep 26 Finish.ins: 18 Sep 26 | BKK1-GF-FER_RM 04 |  | GF
[10 empty] | Pending | [6 empty] | BKK1-GF-DATA_HA 04 |  | GF
[10 empty] | Pending | [6 empty] | BKK1-GF-DATA_HA 04 |  | GF
[10 empty] | Pending | [6 empty] | BKK1-GF-DATA_HA 04 |  | GF
[10 empty] | Pending | [6 empty] | BKK1-GF-DATA_HA 04 |  | GF
[10 empty] | Pending | [6 empty] | BKK1-GF-SUPER CORE ROOM-01 |  | GF
[10 empty] | Pending | [6 empty] | BKK1-GF-SUPER CORE ROOM-01 |  | GF
OFC01 | RK-46 | 46 | FF |  | 24U Stand |  |  |  |  | Pending | OFFICE |  |  |  | 100 ton | Gen No. 25, 26 Delivery : 2 Sep 26 Finish.ins: 3 Sep 26 | BKK1-FF-OFFICE |  | FF
NWK_E_RM01 | RK-47 | 47 | FF |  | 47U Stand |  |  |  |  | Pending | NER |  |  |  | 80 ton | Gen No. 29, 30 Delivery : 5 Sep 26 Finish.ins: 6 Sep 26 | BKK1-FF-NER_RM 01 |  | FF
NWK_E_RM01 | RK-48 | 48 | FF |  | 47U Stand |  |  |  |  | Pending | NER |  |  |  | 80 ton | Gen No. 29, 30 Delivery : 5 Sep 26 Finish.ins: 6 Sep 26 | BKK1-FF-NER_RM 01 |  | FF
FE_RM01 | RK-49 | 49 | FF |  | 47U ODF |  |  |  |  | Pending | FER |  |  |  | 100 ton | Gen No. 25, 26 Delivery : 2 Sep 26 Finish.ins: 3 Sep 26 | BKK1-FF-FER_RM01 |  | FF
FE_RM01 | RK-50 | 50 | FF |  | 47U ODF |  |  |  |  | Pending | FER |  |  |  | 100 ton | Gen No. 25, 26 Delivery : 2 Sep 26 Finish.ins: 3 Sep 26 | BKK1-FF-FER_RM01 |  | FF
FE_RM01 | RK-51 | 51 | FF |  | 47U ODF |  |  |  |  | Pending | FER |  |  |  | 100 ton | Gen No. 25, 26 Delivery : 2 Sep 26 Finish.ins: 3 Sep 26 | BKK1-FF-FER_RM01 |  | FF
| 0 | [8 empty] | Pending | [6 empty] | BKK1-FF-DATA_HA 05 |  | FF
[10 empty] | Pending | [6 empty] | BKK1-FF-DATA_HA 05 |  | FF
[10 empty] | Pending | [6 empty] | BKK1-FF-DATA_HA 05 |  | FF
[10 empty] | Pending | [6 empty] | BKK1-FF-DATA_HA 05 |  | FF
[10 empty] | Pending | [6 empty] | BKK1-FF-DATA_HA 07 |  | FF
[10 empty] | Pending | [6 empty] | BKK1-FF-DATA_HA 07 |  | FF
[10 empty] | Pending | [6 empty] | BKK1-FF-DATA_HA 07 |  | FF
[10 empty] | Pending | [6 empty] | BKK1-FF-DATA_HA 07 |  | FF
NWK_E_RM02 | RK-52 | 52 | FF |  | 47U Stand |  |  |  |  | Pending | NER |  |  |  | 100 ton | Gen No. 29, 30 Delivery : 5 Sep 26 Finish.ins: 6 Sep 26 | BKK1-FF-NER_RM 02 |  | FF
NWK_E_RM02 | RK-53 | 53 | FF |  | 47U Stand |  |  |  |  | Pending | NER |  |  |  | 100 ton | Gen No. 29, 30 Delivery : 5 Sep 26 Finish.ins: 6 Sep 26 | BKK1-FF-NER_RM 02 |  | FF
FE_RM02 | RK-54 | 54 | FF |  | 47U ODF |  |  |  |  | Pending | FER |  |  |  | 100 ton | Gen No. 25, 26 Delivery : 2 Sep 26 Finish.ins: 3 Sep 26 | BKK1-FF-FER_RM 02 |  | FF
FE_RM02 | RK-55 | 55 | FF |  | 47U ODF |  |  |  |  | Pending | FER |  |  |  | 100 ton | Gen No. 25, 26 Delivery : 2 Sep 26 Finish.ins: 3 Sep 26 | BKK1-FF-FER_RM 02 |  | FF
FE_RM02 | RK-56 | 56 | FF |  | 47U ODF |  |  |  |  | Pending | FER |  |  |  | 100 ton | Gen No. 25, 26 Delivery : 2 Sep 26 Finish.ins: 3 Sep 26 | BKK1-FF-FER_RM 02 |  | FF
[10 empty] | Pending | [6 empty] | BKK1-FF-DATA_HA 06 |  | FF
[10 empty] | Pending | [6 empty] | BKK1-FF-DATA_HA 06 |  | FF
[10 empty] | Pending | [6 empty] | BKK1-FF-DATA_HA 06 |  | FF
[10 empty] | Pending | [6 empty] | BKK1-FF-DATA_HA 06 |  | FF
[10 empty] | Pending | [6 empty] | BKK1-FF-DATA_HA 08 |  | FF
[10 empty] | Pending | [6 empty] | BKK1-FF-DATA_HA 08 |  | FF
[10 empty] | Pending | [6 empty] | BKK1-FF-DATA_HA 08 |  | FF
[10 empty] | Pending | [6 empty] | BKK1-FF-DATA_HA 08 |  | FF
FE_RM03 | RK-57 | 57 | FF |  | 47U ODF |  |  |  |  | Pending | FER |  |  |  | 80 ton | Gen No. 35, 36 Delivery : 18 Sep 26 Finish.ins: 19 Sep 26 | BKK1-FF-FER_RM 03 |  | FF
FE_RM03 | RK-58 | 58 | FF |  | 47U ODF |  |  |  |  | Pending | FER |  |  |  | 80 ton | Gen No. 35, 36 Delivery : 18 Sep 26 Finish.ins: 19 Sep 26 | BKK1-FF-FER_RM 03 |  | FF
FE_RM03 | RK-59 | 59 | FF |  | 47U ODF |  |  |  |  | Pending | FER |  |  |  | 80 ton | Gen No. 35, 36 Delivery : 18 Sep 26 Finish.ins: 19 Sep 26 | BKK1-FF-FER_RM 03 |  | FF
[10 empty] | Pending | [6 empty] | BKK1-FF-DATA_HA 09 |  | FF
[10 empty] | Pending | [6 empty] | BKK1-FF-DATA_HA 09 |  | FF
[10 empty] | Pending | [6 empty] | BKK1-FF-DATA_HA 09 |  | FF
[10 empty] | Pending | [6 empty] | BKK1-FF-DATA_HA 09 |  | FF
FE_RM04 | RK-60 | 60 | FF |  | 47U ODF |  |  |  |  | Pending | FER |  |  |  | 80 ton | Gen No. 47, 48 Delivery : 12 Oct 26 Finish.ins: 13 Oct 26 | BKK1-FF-FER_RM 04 |  | FF
FE_RM04 | RK-61 | 61 | FF |  | 47U ODF |  |  |  |  | Pending | FER |  |  |  | 80 ton | Gen No. 47, 48 Delivery : 12 Oct 26 Finish.ins: 13 Oct 26 | BKK1-FF-FER_RM 04 |  | FF
FE_RM04 | RK-62 | 62 | FF |  | 47U ODF |  |  |  |  | Pending | FER |  |  |  | 80 ton | Gen No. 47, 48 Delivery : 12 Oct 26 Finish.ins: 13 Oct 26 | BKK1-FF-FER_RM 04 |  | FF
[10 empty] | Pending | [6 empty] | BKK1-FF-DATA_HA 10 |  | FF
[10 empty] | Pending | [6 empty] | BKK1-FF-DATA_HA 10 |  | FF
[10 empty] | Pending | [6 empty] | BKK1-FF-DATA_HA 10 |  | FF
[10 empty] | Pending | [6 empty] | BKK1-FF-DATA_HA 10 |  | FF
[10 empty] | Pending | [6 empty] | BKK1-FF-SUPER CORE_RM 02 |  | FF
[10 empty] | Pending | [6 empty] | BKK1-FF-SUPER CORE_RM 02 |  | FF
NWK_E_RM03 | RK-63 | 63 | FF |  | 47U Stand |  |  |  |  | Pending | NER |  |  |  | 80 ton | Gen No. 35, 36 Delivery : 18 Sep 26 Finish.ins: 19 Sep 26 | BKK1-FF-NER_RM 03 |  | FF
NWK_E_RM03 | RK-64 | 64 | FF |  | 47U Stand |  |  |  |  | Pending | NER |  |  |  | 80 ton | Gen No. 35, 36 Delivery : 18 Sep 26 Finish.ins: 19 Sep 26 | BKK1-FF-NER_RM 03 |  | FF
NWK_E_RM03 | RK-65 | 65 | FF |  | 47U Stand |  |  |  |  | Pending | NER |  |  |  | 80 ton | Gen No. 47, 48 Delivery : 12 Oct 26 Finish.ins: 13 Oct 26 | BKK1-FF-NER_RM 04 |  | FF
NWK_E_RM03 | RK-66 | 66 | FF |  | 47U Stand |  |  |  |  | Pending | NER |  |  |  | 80 ton | Gen No. 47, 48 Delivery : 12 Oct 26 Finish.ins: 13 Oct 26 | BKK1-FF-NER_RM 04 |  | FF
NWK_E_RM03 | RK-67 | 67 | LR |  | 47U Stand |  |  |  |  | Pending | NER |  |  |  | 500 ton | Gen No. 53, 54 Delivery : 11 Sep 26 Finish.ins: 12 Sep 26 | BKK1-LR-NER_RM 01 |  | LR
NWK_E_RM03 | RK-68 | 68 | LR |  | 47U Stand |  |  |  |  | Pending | NER |  |  |  | 500 ton | Gen No. 53, 54 Delivery : 11 Sep 26 Finish.ins: 12 Sep 26 | BKK1-LR-NER_RM 01 |  | LR
NWK_E_RM03 | RK-69 | 69 | LR |  | 47U Stand |  |  |  |  | Pending | NER |  |  |  | 500 ton | Gen No. 59, 60 Delivery : 21 Sep 26 Finish.ins: 22 Sep 26 | BKK1-LR-NER_RM 02 |  | LR
NWK_E_RM03 | RK-70 | 70 | LR |  | 47U Stand |  |  |  |  | Pending | NER |  |  |  | 500 ton | Gen No. 59, 60 Delivery : 21 Sep 26 Finish.ins: 22 Sep 26 | BKK1-LR-NER_RM 02 |  | LR
NWK_E_RM03 | RK-71 | 71 | LR |  | 47U Stand |  |  |  |  | Pending | NER |  |  |  | 500 ton | Gen No. 65, 66 Delivery : 14 Oct 26 Finish.ins: 15 Oct 26 | BKK1-LR-NER_RM 03 |  | LR
NWK_E_RM03 | RK-72 | 72 | LR |  | 47U Stand |  |  |  |  | Pending | NER |  |  |  | 500 ton | Gen No. 65, 66 Delivery : 14 Oct 26 Finish.ins: 15 Oct 26 | BKK1-LR-NER_RM 03 |  | LR

## Rack_Position
Rack_ID | Drawing_ID | Floor_ID | X | Y | Rack_Label | Width | Height | Rotation
| DWG001 | GF | 404 | -20 |  | 0 | 0 | 0
| DWG001 | GF | -20 | -20 |  | 0 | 0 | 0 | BKK1-GF-GUARD-HSE-RK-01 | OTR-RK-01
| DWG001 | GF | -20 | -20 |  | 0 | 0 | 0 | BKK1-GF-OTR-RK-01 | OTR-RK-02
| DWG001 | GF | -20 | -20 |  | 0 | 0 | 0 | BKK1-GF-OTR-RK-02 | OTR-RK-03
| DWG001 | GF | -20 | -20 |  | 0 | 0 | 0 | BKK1-GF-OTR-RK-03 | OTR-RK-04
| DWG001 | GF | -20 | -20 |  | 0 | 0 | 0 | BKK1-GF-OTR-RK-04 | OTR-RK-05
| DWG001 | GF | -20 | -20 |  | 0 | 0 | 0 | BKK1-GF-OTR-RK-05 | OTR-RK-06
| DWG001 | GF | -20 | -20 |  | 0 | 0 | 0 | BKK1-GF-OTR-RK-06 | OTR-RK-07
| DWG001 | GF | -20 | -20 |  | 0 | 0 | 0 | BKK1-GF-OTR-RK-07 | OTR-RK-08
| DWG001 | GF | -20 | -20 |  | 0 | 0 | 0 | BKK1-GF-OTR-RK-08 | GUARD_HSE-RK-01
BKK1-GF-OFC01-RK-01 | DWG001 | GF | 26 | 329 | RK-01 | 35 | 15 | 0 | BKK1-GF-GUARD_HSE-RK-01
BKK1-GF-NWK_E_RM01-RK-01 | DWG001 | GF | 404 | 44 | RK-02 | 35 | 15 | 0
BKK1-GF-NWK_E_RM01-RK-02 | DWG001 | GF | 439 | 44 | RK-03 | 35 | 15 | 0
BKK1-GF-FE_RM01-RK-01 | DWG001 | GF | 26 | 44 | RK-04 | 35 | 15 | 0
BKK1-GF-FE_RM01-RK-02 | DWG001 | GF | 26 | 59 | RK-05 | 35 | 15 | 0
BKK1-GF-FE_RM01-RK-03 | DWG001 | GF | 26 | 74 | RK-06 | 35 | 15 | 0
BKK1-GF-FE_RM01-RK-04 | DWG001 | GF | 26 | 89 | RK-07 | 35 | 15 | 0
BKK1-GF-FE_RM01-RK-05 | DWG001 | GF | 26 | 104 | RK-08 | 35 | 15 | 0
BKK1-GF-FE_RM01-RK-06 | DWG001 | GF | 26 | 119 | RK-09 | 35 | 15 | 0
BKK1-GF-FE_RM01-RK-07 | DWG001 | GF | 114 | 44 | RK-10 | 35 | 15 | 0
BKK1-GF-FE_RM01-RK-08 | DWG001 | GF | 114 | 59 | RK-11 | 35 | 15 | 0
BKK1-GF-NWK_E_RM02-RK-01 | DWG001 | GF | 404 | 630 | RK-12 | 35 | 15 | 0
BKK1-GF-NWK_E_RM02-RK-02 | DWG001 | GF | 439 | 630 | RK-13 | 35 | 15 | 0
BKK1-GF-FE_RM02-RK-01 | DWG001 | GF | 26 | 630 | RK-14 | 35 | 15 | 0
BKK1-GF-FE_RM02-RK-02 | DWG001 | GF | 26 | 615 | RK-15 | 35 | 15 | 0
BKK1-GF-FE_RM02-RK-03 | DWG001 | GF | 26 | 600 | RK-16 | 35 | 15 | 0
BKK1-GF-FE_RM02-RK-04 | DWG001 | GF | 26 | 585 | RK-17 | 35 | 15 | 0
BKK1-GF-FE_RM02-RK-05 | DWG001 | GF | 26 | 570 | RK-18 | 35 | 15 | 0
BKK1-GF-FE_RM02-RK-06 | DWG001 | GF | 26 | 555 | RK-19 | 35 | 15 | 0
BKK1-GF-FE_RM02-RK-07 | DWG001 | GF | 114 | 630 | RK-20 | 35 | 15 | 0
BKK1-GF-FE_RM02-RK-08 | DWG001 | GF | 114 | 615 | RK-21 | 35 | 15 | 0
BKK1-GF-NWK_I_RM01-RK-01 | DWG001 | GF | 935 | 124 | RK-22 | 35 | 15 | 0
BKK1-GF-NWK_I_RM01-RK-02 | DWG001 | GF | 900 | 124 | RK-23 | 35 | 15 | 0
BKK1-GF-NWK_I_RM01-RK-03 | DWG001 | GF | 865 | 124 | RK-24 | 35 | 15 | 0
BKK1-GF-NWK_I_RM01-RK-04 | DWG001 | GF | 830 | 124 | RK-25 | 35 | 15 | 0
BKK1-GF-FE_RM03-RK-01 | DWG001 | GF | 935 | 81 | RK-26 | 35 | 15 | 0
BKK1-GF-FE_RM03-RK-02 | DWG001 | GF | 900 | 81 | RK-27 | 35 | 15 | 0
BKK1-GF-FE_RM03-RK-03 | DWG001 | GF | 865 | 81 | RK-28 | 35 | 15 | 0
BKK1-GF-FE_RM03-RK-04 | DWG001 | GF | 830 | 81 | RK-29 | 35 | 15 | 0
BKK1-GF-FE_RM03-RK-05 | DWG001 | GF | 795 | 81 | RK-30 | 35 | 15 | 0
BKK1-GF-FE_RM03-RK-06 | DWG001 | GF | 760 | 81 | RK-31 | 35 | 15 | 0
BKK1-GF-FE_RM03-RK-07 | DWG001 | GF | 935 | 44 | RK-32 | 35 | 15 | 0
BKK1-GF-FE_RM03-RK-08 | DWG001 | GF | 900 | 44 | RK-33 | 35 | 15 | 0
BKK1-GF-NWK_I_RM02-RK-01 | DWG001 | GF | 935 | 550 | RK-34 | 35 | 15 | 0
BKK1-GF-NWK_I_RM02-RK-02 | DWG001 | GF | 900 | 550 | RK-35 | 35 | 15 | 0
BKK1-GF-NWK_I_RM02-RK-03 | DWG001 | GF | 865 | 550 | RK-36 | 35 | 15 | 0
BKK1-GF-NWK_I_RM02-RK-04 | DWG001 | GF | 830 | 550 | RK-37 | 35 | 15 | 0
BKK1-GF-FE_RM04-RK-01 | DWG001 | GF | 935 | 586 | RK-38 | 35 | 15 | 0
BKK1-GF-FE_RM04-RK-02 | DWG001 | GF | 900 | 586 | RK-39 | 35 | 15 | 0
BKK1-GF-FE_RM04-RK-03 | DWG001 | GF | 865 | 586 | RK-40 | 35 | 15 | 0
BKK1-GF-FE_RM04-RK-04 | DWG001 | GF | 830 | 586 | RK-41 | 35 | 15 | 0
BKK1-GF-FE_RM04-RK-05 | DWG001 | GF | 795 | 586 | RK-42 | 35 | 15 | 0
BKK1-GF-FE_RM04-RK-06 | DWG001 | GF | 760 | 586 | RK-43 | 35 | 15 | 0
BKK1-GF-FE_RM04-RK-07 | DWG001 | GF | 935 | 630 | RK-44 | 35 | 15 | 0
BKK1-GF-FE_RM04-RK-08 | DWG001 | GF | 900 | 630 | RK-45 | 35 | 15 | 0
BKK1-FF-OFC01-RK-01 | DWG002 | FF | 26 | 329 | RK-46 | 35 | 15 | 0
BKK1-FF-NWK_E_RM01-RK-01 | DWG002 | FF | 404 | 44 | RK-47 | 35 | 15 | 0
BKK1-FF-NWK_E_RM01-RK-02 | DWG002 | FF | 439 | 44 | RK-48 | 35 | 15 | 0
BKK1-FF-FE_RM01-RK-01 | DWG002 | FF | 26 | 44 | RK-49 | 35 | 15 | 0
BKK1-FF-FE_RM01-RK-02 | DWG002 | FF | 26 | 59 | RK-50 | 35 | 15 | 0
BKK1-FF-FE_RM01-RK-03 | DWG002 | FF | 26 | 74 | RK-51 | 35 | 15 | 0
BKK1-FF-NWK_E_RM02-RK-01 | DWG002 | FF | 404 | 630 | RK-52 | 35 | 15 | 0
BKK1-FF-NWK_E_RM02-RK-02 | DWG002 | FF | 439 | 630 | RK-53 | 35 | 15 | 0
BKK1-FF-FE_RM02-RK-01 | DWG002 | FF | 26 | 630 | RK-54 | 35 | 15 | 0
BKK1-FF-FE_RM02-RK-02 | DWG002 | FF | 26 | 615 | RK-55 | 35 | 15 | 0
BKK1-FF-FE_RM02-RK-03 | DWG002 | FF | 26 | 600 | RK-56 | 35 | 15 | 0
BKK1-FF-FE_RM03-RK-01 | DWG002 | FF | 935 | 44 | RK-57 | 35 | 15 | 0
BKK1-FF-FE_RM03-RK-02 | DWG002 | FF | 900 | 44 | RK-58 | 35 | 15 | 0
BKK1-FF-FE_RM03-RK-03 | DWG002 | FF | 865 | 44 | RK-59 | 35 | 15 | 0
BKK1-FF-FE_RM04-RK-01 | DWG002 | FF | 935 | 630 | RK-60 | 35 | 15 | 0
BKK1-FF-FE_RM04-RK-02 | DWG002 | FF | 900 | 630 | RK-61 | 35 | 15 | 0
BKK1-FF-FE_RM04-RK-03 | DWG002 | FF | 865 | 630 | RK-62 | 35 | 15 | 0
BKK1-FF-NWK_E_RM03-RK-01 | DWG002 | FF | 935 | 550 | RK-63 | 35 | 15 | 0
BKK1-FF-NWK_E_RM03-RK-02 | DWG002 | FF | 900 | 550 | RK-64 | 35 | 15 | 0
BKK1-FF-NWK_E_RM04-RK-01 | DWG002 | FF | 935 | 124 | RK-65 | 35 | 15 | 0
BKK1-FF-NWK_E_RM04-RK-02 | DWG002 | FF | 900 | 124 | RK-66 | 35 | 15 | 0
BKK1-LR-NWK_E_RM01-RK-01 | DWG003 | LF | 404 | 44 | RK-67 | 35 | 15 | 0
BKK1-LR-NWK_E_RM01-RK-02 | DWG003 | LF | 439 | 44 | RK-68 | 35 | 15 | 0
BKK1-LR-NWK_E_RM02-RK-01 | DWG003 | LF | 404 | 630 | RK-69 | 35 | 15 | 0
BKK1-LR-NWK_E_RM02-RK-02 | DWG003 | LF | 439 | 630 | RK-70 | 35 | 15 | 0
BKK1-LR-NWK_E_RM03-RK-01 | DWG003 | LF | 935 | 124 | RK-71 | 35 | 15 | 0
BKK1-LR-NWK_E_RM03-RK-02 | DWG003 | LF | 900 | 124 | RK-72 | 35 | 15 | 0

## Grid
Axis | Grid | Coordinate (mm) | ROOM_ID | X_MIN | X_MAX | Y_MIN | Y_MAX
X | 1 | 0
X | 2 | 17500
X | 3 | 11850
X | 4 | 13400 | BKK1-GF-FER_RM 03 | 154800 | 163600 | 75760 | 86660
X | 5 | 13400 | BKK1-GF-NIR_RM 01 | 154800 | 163600 | 68760 | 86660
X | 6 | 11500 | BKK1-GF-FER_RM 04 | 154800 | 163600 | 10900 | 86660
X | 7 | 9400 | BKK1-GF-NIR_RM 02 | 154800 | 163600 | 10000 | 86660 | Y_MIN | 0
X | 8 | 13400 | BKK1-GF-NER_RM 01 | 67650 | 163600 | 75760 | 86660 | Y_MAX | 86660
X | 9 | 13400 | BKK1-GF-NER_RM 02 | 67650 | 163600 | 10900 | 86660 | X_MIN | 0
X | 10 | 13400 | [5 empty] | X_MAX | 163600
X | 11 | 13400
X | 12 | 13400
X | 13 | 10750
X | 14 | 8800
Y | A | 10900
Y | B | 7000 | BKK1-GF-FER_RM 01 | 10900 | 163600 | 75760 | 86660
Y | C | 12730 | BKK1-GF-FER_RM 02 | 10900 | 163600 | 10900 | 86660
Y | D | 12700 | BKK1-GF-OFFICE | 10900 | 163600 | 43330 | 86660
Y | E | 12700
Y | F | 12730
Y | G | 7000
Y | H | 10900
Y | I | 0

## Drawing_Master
Drawing_ID | Drawing_No | Floor_ID | Building_ID | PDF_Path | Image_Path | CAD
DWG001 | ICT-0001 | GF | B01 | Drawings/ICT-0001.pdf | Drawing\Equipmet name\Equipmet name\GF.png | Equipmet name\Equipmet name\DC-IT-DWG-GF-1104-00.dwg
DWG002 | ICT-0001 | FF | B01 | Drawings/ICT-0002.pdf | Drawing\Equipmet name\Equipmet name\GF.png | Equipmet name\Equipmet name\DC-IT-DWG-1F-1104-00.dwg
DWG003 | ICT-0001 | LF | B01 | Drawings/ICT-0003.pdf | Drawing\Equipmet name\Equipmet name\ศF.png | Equipmet name\Equipmet name\DC-IT-DWG-LF-1104-00.dwg

## Rack_Drawing
Rack_ID | Drawing_ID | Drawing_Type | Is_Main | Revision | Note
BKK1-GF-NWK_E_RM01-RK-01 | DWG001 | Layout | Y | Rev.00 | Main layout

## Document_Master
Document ID | Document Number | Document Type | Revision | Status
DOC001 | DETH-NSC-TTI-RFA-MAT-ICT-00002-02 | MAT | 02 | Open

## Rack_Document
Rack_ID | Document_ID

## Rack_Photo
Rack_ID | Photo

## Rack_Certificate
Rack_ID | Certificate

## Document_Material
Document ID | Material ID
DOC001 | MAT0001
DOC001 | MAT0002
DOC001 | MAT0003
DOC001 | MAT0004
DOC001 | MAT0005
DOC001 | MAT0006
DOC001 | MAT0007
DOC001 | MAT0008
DOC001 | MAT0009
DOC001 | MAT0010
DOC001 | MAT0011
DOC001 | MAT0012